## 1200A
SECTION 1200 A | [19 empty] | 1
PAYMENT | [6 empty] | JVZ CONSTRUCTION | EXEO KHOKELA | ERGOFLEX 520 cc JV CROSSROOTS | GUS Botes Civils CC | AR PROJECTS & DEVELOPMENTS | FOUR STONES CIVIL CC | TRIPLE C MAINTENANCE & SERVICE | WF CONSTRUCTION | KAYALIHLE TRADING | PREMIER ATTRACTION 219 ICON CIVILS | NANGA TRADING CC | EZAMAZIZI TRADING ENTERPRISE | SHC Civils and Maintenance
REFERS | ITEM |  |  | DESCRIPTION | UNIT | QUAN-
TO | NO |  |  |  |  | TITY
No rates Indicated
SABS | 110.00 | GENERAL
1200 A
| 110.01 | Scheduled fixed-charge and value-
related items:
PSA |  | .01 | Fixed preliminary and general charges
8.3.1 |  |  | Rate based on the following contract values (Tenderer to insert SUM only. The amount will be calculated on the ACTUAL contract amount excluding VAT, Contract Price Adjustment and Contingencies)
|  |  | .01 | R0 - R50,000 | Sum | 1 | 2670.21 | 16215 |  | 9240 | 7500 | 850 | 5000 | 5000 | 10000 | 2000 | 5000 | 6250 | 3750
|  |  | .02 | R50,001 - R100,000 | Sum | 1 | 6427.23 | 16905 |  | 9240 | 13000 | 1250 | 10000 | 15000 | 15000 | 3400 | 10000 | 12000 | 7500
|  |  | .03 | R100,001 - R250,000 | Sum | 1 | 7001.443 | 31625 |  | 9240 | 32500 | 1500 | 25000 | 25000 | 20000 | 8500 | 25000 | 28750 | 18750
|  |  | .04 | R250,001 - R500,000 | Sum | 1 | 9579.11 | 35075 |  | 14300 | 65000 | 1850 | 50000 | 25000 | 20000 | 16100 | 50000 | 55000 | 37500
|  |  | .05 | R500,001 - R1,000,000 | Sum | 1 | 15106.52 | 62100 |  | 23980 | 130000 | 2500 | 100000 | 35000 | 50000 | 32200 | 50000 | 105000 | 75000
|  |  | .06 | R1,000,001 - R2,000,000 | Sum | 1 | 20231.23 | 75900 |  | 29040 | 260000 | 5500 | 200000 | 70000 | 50000 | 57620 | 100000 | 200000 | 150000
|  |  | .07 | R2,000,001 - R3,000,000 | Sum | 1 | 24059.23 | 102350 |  | 34100 | 390000 | 7500 | 300000 | 95000 | 50000 | 95000 | 100000 | 285000 | 225000
|  |  | .08 | R3,000,001 - R4,000,000 | Sum | 1 | 30318.26 | 116150 |  | 39160 | 520000 | 8500 | 400000 | 150000 | 50000 | 125000 | 100000 | 360000 | 300000
|  |  | .09 | R4,000,001 - R5,000,000 | Sum | 1 | 34824.26 | 129950 |  | 44220 | 650000 | 12500 | 500000 | 150000 | 100000 | 162000 | 130000 | 425000 | 375000
|  |  | .10 | R5,000,001 - R6,000,000 | Sum | 1 | 38670.26 | 151225 |  | 53900 | 600000 | 20000 | 600000 | 175000 | 100000 | 193000 | 130000 | 480000 | 450000
|  |  | .11 | R6,000,001 - R7,000,000 | Sum | 1 | 42498.26 | 177675 |  | 58960 | 700000 | 25000 | 700000 | 200000 | 100000 | 214000 | 130000 | 525000 | 525000
|  |  | .12 | R7,000,001 and above | Sum | 1 | 65582.26 | 191475 |  | 64020 | 640000 | 45000 | 800000 | 250000 | 100000 | 280000 | 175000 | 571667.7 | 600000
PSA |  | .02 | Value-related preliminary and general
8.3.2 |  |  | charges
Rate based on the following contract values (Tenderer to insert SUM only. The amount will be calculated on the ACTUAL contract amount excluding VAT, Contract Price Adjustment and Contingencies)
|  |  | .01 | R0 - R50,000 | Sum | 1 | 0 | 402.5 |  | 13000 | 7500 | 1250 | 5000 | 500 | 7500 | 0 | 5000 | 4000 | 0
|  |  | .02 | R50,001 - R100,000 | Sum | 1 | 0 | 796.95 |  | 13000 | 13000 | 3750 | 10000 | 1000 | 15000 | 0 | 10000 | 5600 | 0
|  |  | .03 | R100,001 - R250,000 | Sum | 1 | 0 | 2003.3 |  | 13000 | 32500 | 5000 | 25000 | 1500 | 20000 | 0 | 10000 | 7840 | 0
|  |  | .04 | R250,001 - R500,000 | Sum | 1 | 0 | 4043.4 |  | 13000 | 65000 | 6500 | 50000 | 2500 | 25000 | 0 | 20000 | 9800 | 0
|  |  | .05 | R500,001 - R1,000,000 | Sum | 1 | 0 | 8270.8 |  | 13000 | 130000 | 6800 | 100000 | 5000 | 25000 | 0 | 25000 | 12250 | 0
|  |  | .06 | R1,000,001 - R2,000,000 | Sum | 1 | 0 | 16876.25 |  | 13000 | 260000 | 8000 | 200000 | 10000 | 80000 | 0 | 25000 | 15312.5 | 0
|  |  | .07 | R2,000,001 - R3,000,000 | Sum | 1 | 0 | 26322.35 |  | 13000 | 390000 | 8800 | 300000 | 15000 | 100000 | 0 | 30000 | 19140.63 | 0
|  |  | .08 | R3,000,001 - R4,000,000 | Sum | 1 | 0 | 36034.1 |  | 13000 | 520000 | 9200 | 400000 | 20000 | 100000 | 0 | 30000 | 23925.78 | 0
|  |  | .09 | R4,000,001 - R5,000,000 | Sum | 1 | 0 | 46384.1 |  | 13000 | 650000 | 9500 | 500000 | 35000 | 100000 | 0 | 30000 | 29907.23 | 0
|  |  | .10 | R5,000,001 - R6,000,000 | Sum | 1 | 0 | 57672.5 |  | 13000 | 600000 | 10000 | 600000 | 50000 | 120000 | 0 | 40000 | 37384.03 | 0
|  |  | .11 | R6,000,001 - R7,000,000 | Sum | 1 | 0 | 69632.5 |  | 13000 | 700000 | 10500 | 700000 | 75000 | 150000 | 0 | 40000 | 46730.04 | 0
|  |  | .12 | R7,000,001 and above | Sum | 1 | 0 | 79580 |  | 13000 | 640000 | 11000 | 800000 | 90000 | - | 0 | 40000 | 58412.55 | 0
| 110.02 | Scheduled time-related items:
PSA |  | .01 | Time-related preliminary and general
8.4.1 |  |  | charges
Category A: Paarl, Wellington and Simondium
|  |  | .01 | R0 - R50,000 | Sum | 1 | 9450 | 11807.05 |  | 56845 | 7500 | 1250 | 7500 | 500 | 7500 | 25760 | 5000 | 8600 | 3750
|  |  | .02 | R50,001 - R100,000 | Sum | 1 | 15356.25 | 25963.55 |  | 62307 | 13000 | 2500 | 15000 | 1000 | 15000 | 51520 | 10000 | 12040 | 7500
|  |  | .03 | R100,001 - R250,000 | Sum | 1 | 34912.5 | 47615.75 |  | 62307 | 32500 | 3750 | 37500 | 1000 | 20000 | 103040 | 10000 | 16856 | 18750
|  |  | .04 | R250,001 - R500,000 | Sum | 1 | 72843.75 | 95473 |  | 67769 | 65000 | 5000 | 75000 | 2500 | 30000 | 154560 | 20000 | 21070 | 37500
|  |  | .05 | R500,001 - R1,000,000 | Sum | 1 | 141750 | 130824 |  | 99806 | 130000 | 7500 | 150000 | 3000 | 30000 | 231840 | 25000 | 26337.5 | 75000
|  |  | .06 | R1,000,001 - R2,000,000 | Sum | 1 | 275625 | 277581.25 |  | 101989 | 260000 | 10000 | 300000 | 3000 | 80000 | 257600 | 25000 | 32921.88 | 150000
|  |  | .07 | R2,000,001 - R3,000,000 | Sum | 1 | 446250 | 495535 |  | 107452 | 390000 | 12500 | 450000 | 4000 | 80000 | 386400 | 30000 | 41152.34 | 225000
|  |  | .08 | R3,000,001 - R4,000,000 | Sum | 1 | 588000 | 467360 |  | 112913 | 520000 | 13750 | 600000 | 4500 | 100000 | 463680 | 30000 | 51440.43 | 300000
|  |  | .09 | R4,000,001 - R5,000,000 | Sum | 1 | 708750 | 606510 |  | 152384 | 650000 | 15000 | 750000 | 4500 | 100000 | 540960 | 30000 | 64300.54 | 375000
| 110.02 |  | .10 | R5,000,001 - R6,000,000 | Sum | 1 | 808499.96 | 760909 |  | 239209 | 600000 | 17500 | 900000 | 5000 | 50000 | 602784 | 40000 | 80375.67 | 450000
| (cont.) |  | .11 | R6,000,001 - R7,000,000 | Sum | 1 | 887249.96 | 989753.25 |  | 250132 | 700000 | 30000 | 1050000 | 5000 | 50000 | 618240 | 40000 | 100469.59 | 525000
|  |  | .12 | R7,000,001 and above | Sum | 1 | 1049999.95 | 1121819.25 |  | 272088 | 640000 | 60000 | 1200000 | 5500 | 100000 | 695520 | 40000 | 125586.99 | 600000
PSA |  | 0.2 | Category B: Gouda, Hermon and Saron
8.4.1
|  |  | .01 | R0 - R50,000 | Sum | 1 | 11025 | 8288.05 |  | 60305 | 7500 | 2000 | 10000 | 1500 | 7500 | 25760 | 5000 | 8600 | 3750
|  |  | .02 | R50,001 - R100,000 | Sum | 1 | 17718.75 | 20913.9 |  | 65931 | 13000 | 4000 | 20000 | 2000 | 20000 | 51520 | 10000 | 12040 | 7500
|  |  | .03 | R100,001 - R250,000 | Sum | 1 | 40425 | 17724.95 |  | 65931 | 32500 | 6000 | 50000 | 2000 | 25000 | 103040 | 10000 | 16856 | 18750
|  |  | .04 | R250,001 - R500,000 | Sum | 1 | 84656.25 | 88449.95 |  | 71558 | 65000 | 8000 | 100000 | 3500 | 30000 | 154560 | 20000 | 21070 | 37500
|  |  | .05 | R500,001 - R1,000,000 | Sum | 1 | 105374.99 | 149528.75 |  | 106988 | 130000 | 12000 | 200000 | 3500 | 30000 | 231840 | 25000 | 26337.5 | 75000
|  |  | .06 | R1,000,001 - R2,000,000 | Sum | 1 | 322874.99 | 253805 |  | 109238 | 260000 | 16000 | 400000 | 5000 | 80000 | 257600 | 25000 | 32921.88 | 150000
|  |  | .07 | R2,000,001 - R3,000,000 | Sum | 1 | 524999.98 | 473225 |  | 114865 | 340000 | 24000 | 600000 | 6000 | 100000 | 386400 | 30000 | 41152.34 | 225000
|  |  | .08 | R3,000,001 - R4,000,000 | Sum | 1 | 698249.97 | 489670 |  | 120491 | 520000 | 40000 | 800000 | 6500 | 100000 | 463680 | 30000 | 51440.43 | 300000
|  |  | .09 | R4,000,001 - R5,000,000 | Sum | 1 | 850499.96 | 606510 |  | 163798 | 650000 | 48000 | 1000000 | 6500 | 100000 | 540960 | 30000 | 64300.54 | 375000
|  |  | .10 | R5,000,001 - R6,000,000 | Sum | 1 | 981749.96 | 760909 |  | 257330 | 600000 | 56000 | 1200000 | 7500 | 120000 | 602784 | 40000 | 80375.67 | 450000
|  |  | .11 | R6,000,001 - R7,000,000 | Sum | 1 | 1091999.95 | 1015869.75 |  | 268583 | 700000 | 64000 | 1400000 | 7500 | 120000 | 618240 | 40000 | 100469.59 | 525000
|  |  | .12 | R7,000,001 and above | Sum | 1 | 1574999.93 | 1134877.5 |  | 291089 | 640000 | 96000 | 1600000 | 8500 | 130000 | 695520 | 40000 | 125586.99 | 600000
PSA | 110.03 | Sums stated provisionally by the
8.5 |  | Engineer:
PSA |  | .01 | Works executed by Nominated Subcontractor or Selected Subcontractors
8.5.1 |  |  |  |  | ProvSum | 1 | 500000 | 500000 |  | 500000 | 500000 | 500000 | 500000 | 500000 | 500000 | 500000 | 500000 | 500000 | 500000
|  |  | 0.01 | Overhead charges and profit on sub item
|  |  |  | (.01) above | % | 500000 | 40000 | 50000 |  | 25000 | 25000 |  | 50000 | 50000 | 50000 | 40000 | 50000 | 50000 | 35000
PSA | 110.04 | Prime Cost Sums:
8.6.1
|  | .01 | Communication allowances:
|  |  | .01 | The cost of call and internet service in connection with contract administration, telephone and cellular telephone rental | PCSum | 1 | 10000 | 10000 |  | 10000 | 10000 | 10000 | 10000 | 10000 | 10000 | 10000 | 10000 | 10000 | 10000
|  |  | .02 | Charge required by the Contractor on sub-item .01.01 above | % | 10000 | 800 | 1000 |  | 1000 | 500 |  | 1000 | 1000 | 10000 | 1000 | 1000 | 1000 | 700
No rates Indicated
PSA |  | .02 | Additional tests required by Engineer: |  | PCSum | 1 | 20000 | 20000 |  | 20000 | 20000 | 20000 | 20000 | 20000 | 20000 | 20000 | 20000 | 20000 | 20000
8.6.2 |  |  | .01 | Charge required by the Contractor on sub-item .02 above
[5 empty] | % | 20000 | 1600 | 2000 |  | 2000 | 1000 |  | 2000 | 2000 | 2000 | 2000 | 2000 | 2000 | 1400
PSA | 110.05 | Dayworks
8.7
|  | .01 | Vehicles, plant and equipment (rates include overheads, fuel, operator's costs, charges and profits)
|  |  | .01 | Trench excavator with minimum capability of 101kW | h | 1 | 763.41 | 805 |  | 912 | 750 | 580 | 310 |  | 650 | 500 | 325 | 420 | 450
800
|  |  | .02 | Digger loader with minimum capacity of 60kW up to 100kW and 12ton mass | h | 1 | 449.7 | 437 |  | 484 | - | 420 | 280 | 450 | 320 | 390 | 325 | 450 | 450
PSA | 110.05
8.7 | (cont.) |  | .03 | Bulldozer more than 70kW | h | 1 | 632.31 | 977.5 |  | 1511 | - | 920 | 1207.5 | 1000 | 850 | 550 | 650 | 470 | 750
|  |  | .04 | Motor graders
|  |  |  | .01 Up to 100kW and 12ton mass | h | 1 | 850.06 | 954.5 |  | 921 | 575 | 800 | 250 | 750 | 750 | 720 | 390 | 435 | 950
|  |  |  | .02 Over 100kW and 12ton mass | h | 1 | 1029.43 | 1092.5 |  | 1086 | 875 | 950 | 280 | 800 | 750 | 800 | 490 | 450 | 1900
|  |  | .05 | Tip truck
|  |  |  | .01 6m3 Capacity | h | 1 | 589.68 | 609.5 |  | 496 | 110 | 325 | 285 | 500 | 275 | 300 | 250 | 280 | 550
|  |  |  | .02 10m3 Capacity | h | 1 | 617.4 | 770.5 |  | 455 | 150 | 495 | 350 | 550 | 450 | 410 | 290 | 340 | 600
|  |  | .06 | Water truck
|  |  |  | .01 6m3 Capacity | h | 1 | 511.29 | 488.75 |  | 331 | 650 | 325 | 192 | 300 | 375 | 350 | 350 | 350 | 280
|  |  |  | .02 10m3 Capacity | h | 1 | 538.2 | 511.75 |  | 402 | 750 | 495 | 300 | 450 | 450 | 470 | 450 | 425 | 300
|  |  | .07 | Flat bed truck
|  |  |  | .01 3ton Capacity | h | 1 | 617.4 | 264.5 |  | 248 | 650 | 285 | 400 | 450 | 120 | 220 | 350 | 542.5 | 1250
|  |  |  | .02 8ton Capacity | h | 1 | 696.6 | 575 |  | 295 | 750 | 425 | 500 | 500 | 250 | 300 | 490 | 658.75 | 1950
|  |  | .08 | Tractor & Trailer | h | 1 | 122.4 | 258.75 |  | 295 | - | 225 | 60 | 250 | 230 | 260 | 320 | 450 | 75
|  |  | .09 | Water pump
|  |  |  | .01 Up to 12m3 capacity | h | 1 | 102 | 92 |  | 52 | 850 | 450 | 43 | 55 | 50 | 325 | 450 | 220 | 50
|  |  |  | .02 Over 12m3 capacity | h | 1 | 122.4 | 143.75 |  | 77 | 850 | 525 | 45 | 200 | 150 | 380 | 650 | 275 | 80
|  |  | .10 | Sludge pump | h | 1 | 122.4 | 92 |  | 77 | 450 | 185 | 90 | 55 | 150 | 215 | 350 | 343.75 | 80
|  |  | .11 | Vibrating plate compactor with minimum capacity of 2 kW | h | 1 | 102 | 57.5 |  | 42 | 150 | 115 | 40 | 55 | 175 | 50 | 250 | 180 | 350
.
|  |  | .12 | Walk behind vibrating roller of 1ton mass | h | 1 | 186.75 | 109.25 |  | 207 | 100 | 145 | 70 | 85 | 85 | 70 | 350 | 150 | 40
|  |  | .13 | Vibrating roller more than 80kW and 12 ton mass | h | 1 | 459 | 639.4 |  | 649 | 300 | 485 | 105 | 450 | 450 | 150 | 450 | 280 | 475
|  |  | .14 | Concrete mixer | h | 1 | 59.4 | 86.25 |  | 48 | 325 | 165 | 85 | 50 | 100 | 105 | 390 | 180 | 150
|  |  | .15 | Compressor 250 CFM | h | 1 | 334.8 | 192.05 |  | 443 | 75 | 220 | 1300 | 185 | 125 | 130 | 290 | 250 | 90
|  |  | .16 | Light delivery vehicle:
|  |  |  | .01 Less than 1ton Capacity | h | 1 | 300.96 | 58.65 |  | 89 | - | 125 | 130 | 65 | 100 | 105 | 250 | 250 | 65
|  |  |  | .02 Larger than 1ton Capacity | h | 1 | 316.8 | 70.15 |  | 95 | - | 165 | 150 | 95 | 220 | 140 | 350 | 315.5 | 70
|  |  | .17 | Generator: at least 13kW / 16kVA 3 Phase | h | 1 | 122.4 | 575 |  | 74 | 145 | 450 | 85 | 125 | 450 | 60 | 190 | 429.69 | 45
|  |  | .18 | Compressor (16m³/min) including hoses and breakers | h | 1 | 554.4 | 230 |  | 517 | 250 | 320 | 1560 | 215 | 125 | 80 | 150 | 312.5 | 80
|  |  | .19 | Honey sucker (7000/8000 litre) | h | 1 | 1108.44 | 1092.5 |  | 974 | - | 1800 | 522.5 | 950 | 550 | 190 | 200 | 450 | 80
|  | .02 | Labour (rates including overheads, charges and profit):
|  |  | .01 | Skilled labour | h | 1 | 87.67 | 71.3 |  | 54 | 55 | 42 | 38 | 45 | 40 | 53 | 115 | 65 | 60
|  |  | .02 | Semi skilled labour | h | 1 | 63 | 60.95 |  | 49 | 50 | 46 | 36 | 40 | 35 | 47.5 | 80 | 55 | 50
PSA | 110.05 |  | .03 | Unskilled labour | h | 1 | 61.76 | 50.6 |  | 45 | 38 | 39 | 35 | 35 | 35 | 43 | 35 | 45 | 44
8.7 | (cont.) |  | .04 | Artisan | h | 1 | 75.6 | 86.25 |  | 63 | 85 | 58 | 40 | 55 | 55 | 56 | 180 | 110 | 60
|  |  | .05 | Team Leader | h | 1 | 105.21 | 71.3 |  | 70 | 95 | 65 | 43 | 75 | 50 | 59 | 220 | 85 | 60
|  |  | .06 | Gang Boss | h | 1 | 105.21 | 58.65 |  | 73 | 85 | 68 | 45 | 48 | 50 | 55 | 190 | 85 | 60
|  |  | .07 | Foreman | h | 1 | 257.15 | 146.05 |  | 123 | 85 | 72 | 55 | 85 | 80 | 195 | 150 | 150 | 95
|  |  | .08 | Surveyor | h | 1 | 221.88 | 146.05 |  | 123 | 120 | 135 | 150 | 150 | 175 | 129 | 120 | 120 | 450
|  |  | .09 | Site Agent | h | 1 | 324.82 | 253 |  | 254 | 95 | 175 | 170 | 185 | 250 | 145 | 180 | 350 | 220
|  |  | .10 | Community Liaison Officer | h | 1 | 63 | 47.15 |  | 56 | 40 | 56.25 | 45 | 38 | 35 | 58 | 29 | 250 | 62.5
PSA | 110.06 | Temporary works
8.8
PSA |  | .01 | Dealing and accommodation of traffic
8.8.1 |  |  |  | Urban Arterial Roads | p/d | 1
|  |  | .01 |  |  |  | 2311.12 | 483 |  | 1440 | 5000 | 650 | 2052 | 2500 | 10000 | 900 | 2500 | 2500 | 1750
|  |  | .02 | Urban Collector Roads | p/d | 1 | 2311.12 | 425.5 |  | 2589 | 5000 | 550 | 1764 | 2500 | 5000 | 750 | 2500 | 2000 | 1750
|  |  | .03 | Urban Distribution Roads | p/d | 1 | 2311.12 | 402.5 |  | 3885 | 5000 | 500 | 1764 | 2500 | 10000 | 500 | 2500 | 2000 | 1750
PSA |  | .02 | Location and protection of existing services
8.8.4
Provision of detecting devices for
PSA |  |  | .01 | Water and sewer pipes | p/d | 1 | 4060 | 1955 |  | 3000 | 4500 | 1200 | 2000 | 1500 | 500 | 1000 | 5000 | 750 | 450
8.8.4.1 |  |  | .02 | Electrical and other cables | p/d | 1 | 2320 | 1955 | No rates Indicated | 3000 | 5500 | 1500 | 2000 | 1500 | 500 | 1000 | 5000 | 750 | 450
|  |  | .03 | Other | p/d | 1 | 2320 | 1955 |  | 3000 | 5500 | 1500 | 1000 | 1500 | 500 | 800 | 5000 | 750 | 450
PSA |  | .03 | Hand excavation where necessary for locating and exposing existing services in all materials including application and obtaining of applicable wayleaves
8.8.4.2
|  |  | .01 | In all roadways | m³ | 1 | 306.82 | 287.5 |  | 654 | 750 | 650 | 165 | 350 | 100 | 90 | 65 | 300 | 225
|  |  | .02 | In paved areas | m³ | 1 | 306.82 | 322 |  | 660 | 600 | 450 | 120 | 350 | 100 | 90 | 90 | 300 | 225
|  |  | .03 | In concrete areas | m³ | 1 | 552.27 | 322 |  | 1995 | 750 | 550 | 170 | 350 | 100 | 90 | 90 | 300 | 225
|  |  | .04 | In open fields | m³ | 1 | 276.14 | 264.5 |  | 515 | 600 | 450 | 100 | 100 | 100 | 90 | 65 | 165 | 225
PSA |  | .04 | Dealing with water
8.8.7
|  |  | .01 | Dealing with subsurface water | p/d | 1 | 3155.31 | 1265 |  | 118 | 1520 | 2500 | 700 | 1500 | 250 | 60 | 250 | 2500 | 450
|  |  | .02 | Dealing with surface water | p/d | 1 | 1207.14 | 575 |  | 1034 | 1500 | 1200 | 400 | 500 | 250 | 48 | 300 | 2000 | 450
8.8.9 |  | .05 | Temporary barrier fence minimum of 1.2m high (orange plastic barrier mesh fence): Tensile Strength:1.2m -130g 510kg/sqm
|  |  | .01 | Erecting fence, maintenance & dismantle | m | 1 | 15.71 | 40.25 |  | 10 | 550 | 255 | 18.25 | 50 | 110 | 60 | 180 | 190 | 385
PSA |  | .06 | Additional as-built information submissions
8.9 |  | Rate based on the following contract values (Tenderer to insert SUM only. The amount will be calculated on the ACTUAL contract amount excluding VAT, Contract Price Adjustment and Contingencies)
|  |  | .01 | R0 - R500,000 | Sum | 1 | 580 | 1725 |  | 110 | 3000 | 1000 | 10000 | 1500 | 25000 | 7000 | 10000 | 13000 | 10000
|  |  | .02 | R500,001 - R1,000,000 | Sum | 1 | 2320 | 3105 |  | 220 | 5000 | 1500 | 11000 | 2500 | 50000 | 12000 | 10000 | 15312.5 | 20000
|  |  | .03 | R1,000,001 - R2,000,000 | Sum | 1 | 3480 | 3105 |  | 330 | 7000 | 3000 | 12000 | 2500 | 25000 | 18000 | 10000 | 19140.63 | 40000
|  |  | .04 | R2,000,001 - R3,000,000 | Sum | 1 | 4640 | 4140 |  | 440 | 9000 | 3500 | 13000 | 4000 | 50000 | 24000 | 15000 | 23925.78 | 60000
|  |  | .05 | R3,000,001 - R4,000,000 | Sum | 1 | 5800 | 4485 |  | 550 | 11000 | 3800 | 14000 | 4000 | 80000 | 26000 | 15000 | 29907.23 | 80000
|  |  | .06 | R4,000,001 and R5,000,000 | Sum | 1 | 5800 | 5750 |  | 660 | 13000 | 4500 | 15000 | 5500 | 80000 | 30000 | 20000 | 37384.03 | 120000
|  |  | .07 | R5,000,001 and R6,000,000 | Sum | 1 | 5800 | 5750 |  | 770 | 15000 | 5200 | 16000 | 5500 | 100000 | 35000 | 20000 | 46730.04 | 140000
|  |  | .08 | R6,000,001 and R7,000,000 | Sum | 1 | 5800 | 8050 |  | 880 | 17000 | 6000 | 17000 | 7000 | 100000 | 44000 | 35000 | 58412.55 | 160000
PSA | 110.067 | Compliance with OHS Act and Regulations (including the Construction Regulations, 2014)
8.10
Rate based on the following contract values (Tenderer to insert SUM only. The amount will be calculated on the ACTUAL contract amount excluding VAT, Contract Price Adjustment and Contingencies)
|  |  | .01 | R0 - R50,000 | Sum | 1 | 2500 | 1725 |  | 4158 | 2000 | 1250 | 5000 |  | 10000 | 2500 | 2500 | 5000 | 2500
|  |  | .02 | R50,001 - R100,000 |  | 1 | 5000 | 1725 |  | 8316 | 2000 | 2500 | 5000 |  | 10000 | 3000 | 2500 | 7000 | 2500
|  |  | .03 | R100,001 - R250,000 |  | 1 | 7500 | 1725 |  | 12474 | 4000 | 2500 | 5000 | 5000 | 10000 | 3500 | 2500 | 9800 | 2500
|  |  | .04 | R250,001 - R500,000 |  | 1 | 15000 | 1725 |  | 16632 | 4000 | 3500 | 5000 | 5000 | 10000 | 6000 | 5000 | 12250 | 2500
|  |  | .05 | R500,001 - R1,000,000 |  | 1 | 20000 | 2875 |  | 20790 | 4000 | 4500 | 6000 | 5000 | 10000 | 8500 | 5000 | 15312.5 | 2500
|  |  | .06 | R1,000,001 - R2,000,000 |  | 1 | 25000 | 3450 |  | 24948 | 4000 | 5000 | 6000 | 5000 | 10000 | 12000 | 5000 | 19140.63 | 5000
|  |  | .07 | R2,000,001 - R3,000,000 |  | 1 | 24990 | 5520 |  | 27027 | 4000 | 6500 | 7000 | 5000 | 10000 | 15000 | 5000 | 23925.78 | 5000
|  |  | .08 | R3,000,001 - R4,000,000 |  | 1 | 25200 | 8625 |  | 31185 | 4000 | 8500 | 7000 | 5000 | 10000 | 16000 | 10000 | 29907.23 | 7500
|  |  | .09 | R4,000,001 - R5,000,000 |  |  | 25000 | - |  | 33360 | - | 9000 | 8000 |  | - | 18000 | - | 37384.03 | 7500
|  |  | .10 | R5,000,001 - R6,000,000 |  |  | 30000 | - |  | 37620 | - | 10000 | 8000 |  | - | 20000 | - | 46730.04 | 10000
|  |  | .11 | R6,000,001 - R7,000,000 |  |  | 30100 | - |  | 41580 | - | 12000 | 9000 |  | - | 20000 | - | 58412.55 | 10000
|  |  | .12 | R7,000,001 and above |  | 1 | 35000 | 14950 |  | 54450 | 5000 | 15000 | 10000 |  | 10000 | 30000 | 10000 | 73015.69 | 10000
PSA | 110.08 | Adhering to the Environmental Management Plan
8.12 |  | Rate based on the following contract values (Tenderer to insert SUM only. The amount will be calculated on the ACTUAL contract amount excluding VAT, Contract Price Adjustment and Contingencies, if specified by the Engineer / Client)
|  |  | .01 | R0 - R250,000 | Sum | 1 | 1740 | 1150 |  | 1100 | 2000 | 1250 | 5000 | 35000 | 10000 | 5000 | 2500 | 9800 | 2500
|  |  | .02 | R250,000 - R500,000 | Sum | 1 | 1740 | 1150 |  | 1320 | 2000 | 2500 | 5000 | 2500 | 10000 | 6000 | 2500 | 12250 | 2500
|  |  | .03 | R500,000 - R1,000,000 | Sum | 1 | 2900 | 2300 |  | 1540 | 4000 | 4500 | 6000 | 4000 | 10000 | 9000 | 2500 | 15312.5 | 2500
|  |  | .04 | R1,000,000 - R2,000,000 | Sum | 1 | 2900 | 2875 |  | 1760 | 4000 | 5000 | 6000 | 6500 | 10000 | 11000 | 2500 | 19140.63 | 5000
|  |  | .05 | R2,000,000 - R3,000,000 | Sum | 1 | 3480 | 3450 |  | 1980 | 4000 | 6500 | 7000 | 8500 | 10000 | 12000 | 5000 | 23925.78 | 5000
|  |  | .06 | R3,000,000 - R4,000,000 | Sum | 1 | 3480 | 4025 |  | 2200 | 4000 | 8500 | 7000 | 9500 | 10000 | 15000 | 5000 | 29907.23 | 7500
|  |  | .07 | R4,000,000 - R5,000,000 | Sum | 1 | 4060 | 4600 |  | 2420 | 4000 | 9000 | 8000 | 10500 | 10000 | 15000 | 5000 | 37384.03 | 7500
|  |  | .08 | R5,000,000 - R6,000,000 | Sum | 1 | 4640 | 5175 |  | 2640 | 4000 | 10000 | 8000 | 11000 | 10000 | 15000 | 10000 | 46730.04 | 10000
|  |  | .09 | R6,000,000 and above | Sum | 1 | 5800 | 5750 |  | 2860 | 4000 | 12000 | 9000 | 11500 | - | 15000 | 10000 | 58412.55 | 10000
TOTAL SECTION 1200 A CARRIED TO SUMMARY | [6 empty] | - | - | - | - | - | - | - | - | - | - | - | - | -

## 1200C
SECTION 1200 C
PAYMENT | [6 empty] | JVZ CONSTRUCTION | EXEO KHOKELA | ERGOFLEX 520 cc JV CROSSROOTS | GUS Botes Civils CC | AR PROJECTS & DEVELOPMENTS | FOUR STONES CIVIL CC | TRIPLE C MAINTENANCE & SERVICE | WF CONSTRUCTION | KAYALIHLE TRADING | PREMIER ATTRACTION 219 ICON CIVILS | NANGA TRADING CC | EZAMAZIZI TRADING ENTERPRISE | SHC Civils and Maintenance
REFERS | ITEM |  |  | DESCRIPTION | UNIT | QUAN-
TO | NO |  |  |  |  | TITY
SABS | 120 | SITE CLEARANCE
1200 C
PSC | 120.01 | Clear and grub:
8.2.1
|  | .01 | Areas:
|  |  | .01 | Road reserves | m² | 1 | 10.78 | 2.88 | 20 | 6 | 55 | 28 | 5.5 | 10 | 5 | 8.5 | 35 | 10 | 2.5
|  |  | .02 | Pipeline Route | m² | 1 | 10.78 | 2.88 | 20 | 11 | 45 | 35 | 15 | 10 | 7.5 | 9 | 35 | 10 | 2.5
|  |  | .03 | Open areas | m² | 1 | 10.2 | 2.88 | 20 | 2 | 35 | 35 | 6 | 5 | 3.5 | 9 | 65 | 10 | 2.5
8.2.2 | 120.02 | Remove and grub large trees and tree
stumps of girth:
|  | .01 | Over 1,0 m and up to and including
|  |  | 2,0 m |  | number | 1 | 1568.97 | 4600 | 1200 | 2200 | 3000 | 1500 | 1000 | 1500 | 1500 | 2000 | 150 | 400 | 3500
|  | .02 | Over 2,0 m and up to and including
|  |  | 3,0 m |  | number | 1 | 3167.61 | 6900 | 1800 | 6600 | 5000 | 2500 | 1500 | 2000 | 3850 | 2500 | 250 | 500 | 4000
|  | .03' | Over 3,0 m and up to and including
|  |  | 4,0 m |  | number | 1 | 3973.71 | 9200 | 2500 | 8800 | 7000 | 8000 | 2500 | 3000 | 7500 | 4000 | 300 | 625 | 4500
|  | .04' | Over 4,0 m, in steps of 1,0 m |  | number | 1 | 4959.35 | 14950 | 3000 | 11550 | 9000 | 12000 | 3300 | 5000 | 10000 | 5000 | 350 | 781.25 | 5000
PSC | 120.03 | Dismantle and remove (to be spoiled at a site
8.2.7 |  | provided by the contractor):
|  | .01 | Pipelines not encased in concrete:
|  |  | .01 | Up to 250 mm dia
|  |  |  | .01 Up to 1,0 m | m | 1 | 66.29 | 82.8 | 300 | 196 | 85 | 120 | 80.15 | 75 | 150 | 35 | 100 | 215 | 45
|  |  |  | .02 1,0 m up to 2,0m | m | 1 | 85.87 | 103.5 | 450 | 379 | 137 | 165 | 88.17 | 80 | 200 | 38 | 150 | 268.75 | 45
|  |  | .02 | 250mm in diameter up to 500mm
|  |  |  | .01 Up to 1,0 m | m | 1 | 106.75 | 103.5 | 350 | 232 | 141 | 185 | 80.15 | 90 | 250 | 40 | 150 | 268.75 | 50
|  |  |  | .02 1,0 m up to 2,0m | m | 1 | 135.24 | 141.45 | 500 | 416 | 282 | 220 | 88.17 | 115 | 325 | 42.5 | 200 | 335.94 | 50
|  |  | .03 | 500mm in diameter up to 800mm
|  |  |  | .01 Up to 1,0 m | m | 1 | 169.77 | 141.45 | 450 | 309 | 1141 | 320 | 91.61 | 115 | 350 | 45 | 350 | 335.94 | 50
|  |  |  | .02 1,0 m up to 2,0m | m | 1 | 202.41 | 141.45 | 600 | 492 | 2282 | 365 | 100.77 | 135 | 450 | 48 | 400 | 419.92 | 50
|  |  | .04' | 800mm in diameter up to 1000mm
|  |  |  | .01 Up to 1,0 m | m | 1 | 212.74 | 162.15 | 650 | 379 | 1141 | 550 | 106.87 | 185 | 500 | 49 | 350 | 419.92 | 60
|  |  |  | .02 1,0 m up to 2,0m | m | 1 | 263.09 | 162.15 | 950 | 562 | 2282 | 700 | 117.56 | 225 | 650 | 55 | 400 | 524.9 | 60
|  | .02 | Pipelines encased in concrete:
|  |  | .01 | Up to 250 mm dia
|  |  |  | .01 Up to 1,0 m | m | 1 | 141.28 | 141.45 | 300 | 363 | 685 | 800 | 138.25 | 115 | 250 | 40 | 150 | 295.63 | 55
|  |  |  | .02 1,0 m up to 2,0m | m | 1 | 169.76 | 188.6 | 450 | 547 | 737 | 900 | 152.07 | 135 | 300 | 43 | 200 | 369.53 | 55
|  |  | .02 | 250mm in diameter up to 500mm
|  |  |  | .01 Up to 1,0 m | m | 1 | 209.86 | 188.6 | 350 | 485 | 741 | 950 | 138.25 | 135 | 350 | 45 | 200 | 369.53 | 60
|  |  |  | .02 1,0 m up to 2,0m | m | 1 | 242.5 | 282.9 | 500 | 668 | 882 | 1100 | 152.07 | 225 | 425 | 51 | 250 | 461.91 | 60
|  |  | .03' | 500mm in diameter up to 800mm
|  |  |  | .01 Up to 1,0 m | m | 1 | 312.96 | 282.9 | 450 | 672 | 1741 | 1150 | 172.81 | 225 | 450 | 54 | 250 | 461.91 | 65
|  |  |  | .02 1,0 m up to 2,0m | m | 1 | 363.32 | 378.35 | 600 | 855 | 2882 | 1250 | 190.09 | 315 | 550 | 60 | 300 | 577.39 | 65
PSC | 120.03 |  | .04' | 800mm in diameter up to 1000mm
8.2.7 | (cont.) |  |  | .01 Up to 1,0 m | m | 1 | 392.45 | 378.35 | 650 | 822 | 1741 | 1500 | 230.41 | 315 | 650 | 65 | 350 | 577.39 | 70
|  |  |  | .02 1,0 m up to 2,0m | m | 1 | 630.25 | 566.95 | 950 | 1005 | 2882 | 1800 | 253.45 | 405 | 800 | 70 | 400 | 721.74 | 70
[9 empty] | . | .
|  | .03 | Safe handing of asbestos pipe offcuts(from
trench to dedicated asbestos sealed container
at Waterworks municipal offices , Distillery
Street, Paarl (Include safety suits, gloves,
bags & all paper works)
|  |  | 01 | Handling & transport 1 to 25kg | number | 1 | 500 | 287.5 | 450 | 173 | 16850 | 1200 | 1939 | 3500 | 1000 | 3000 | 250 | 650 | 5000
|  |  |  | Handling & transport 26 to 50kg | number | 1 | 600 | 345 | 700 | 225 | 17200 | 1400 | 1964 | 3500 | 1500 | 4300 | 350 | 812.5 | 10000
|  |  |  | Handling & transport 51 to 75kg | number | 1 | 700 | 517.5 | 900 | 278 | 18550 | 1600 | 1984 | 3500 | 2000 | 6000 | 450 | 1015.63 | 15000
|  |  |  | Handling & transport 76 to 100kg | number | 1 | 800 | 575 | 1200 | 330 | 19000 | 2300 | 2014 | 3500 | 2500 | 8000 | 550 | 1269.53 | 20000
|  | .04 Electricity transmission lines: | Electricity transmission lines:
|  |  | .01 | Inactive electrical cable | m | 1 | 61.75 | 70.15 | 250 | 173 | 185 | 125 | 45 | 50 | 100 | 37.5 | 550 | 550 | 35
|  | .05 Electricity transmission lines: | Valves (Including Chambers)
|  |  | (All sizes up to 200mmØ) |  | number | 1 | 1043.07 | 417.45 | 450 | 120 | 350 | 350 | 800 | 300 | 250 | 850 | 450 | 750 | 500
|  | .05 | Fire hydrant (Including Chambers)
|  |  | (All sizes up to 250mmØ) |  | number | 1 | 692.58 | 417.45 | 550 | 120 | 650 | 350 | 800 | 300 | 250 | 600 | 450 | 750 | 500
|  | .06 | Water meters (Including Chambers)
|  |  | (All sizes up to 250mmØ) |  | number | 1 | 1804.4 | 836.05 | 350 | 120 | 650 | 450 | 350 | 595 | 150 | 600 | 450 | 550 | 1250
(NOTE: Upon removing water meter, all information, readings, etc. are to be recorded on data sheet provided)
|  | .07 | Manholes (Concrete)
(All manholes inlcuding water, stormwater and foul sewer irrespective of diameters)
|  |  | .01 | Manholes up to 1m deep | number | 1 | 1343.25 | 1044.2 | 3500 | 501 | 4750 | 600 | 1000 | 750 | 550 | 2000 | 250 | 850 | 950
|  |  | .02 | Manholes up to 2m deep | number | 1 | 1454.61 | 1135.05 | 4500 | 1002 | 5650 | 850 | 1500 | 950 | 550 | 2800 | 350 | 1062 | 950
|  |  | .03 | Manholes up to 3m deep | number | 1 | 1771.29 | 1417.95 | 6000 | 1503 | 5650 | 1200 | 2000 | 1250 | 550 | 3200 | 450 | 1328.13 | 1250
|  |  | .04 | Manholes up to 4m deep | number | 1 | 2170.09 | 1891.75 | 7500 | 2004 | 6550 | 1800 | 2500 | 1500 | 1000 | 3800 | 550 | 1660.16 | 1250
|  |  | .05 | Manholes up to 5m deep | number | 1 | 2712.61 | 2837.05 | 8500 | 2504 | 7450 | 2400 | 3000 | 1750 | 1000 | 4150 | 650 | 2075.2 | 1500
|  |  | .06 | Manholes up to 6m deep | number | 1 | 4979.78 | 5675.25 | 10000 | 3005 | 8350 | 3000 | 3500 | 2000 | 1000 | 4700 | 750 | 2593.99 | 1500
|  | .08 | Manholes (Brick)
(All manholes inlcuding water, stormwater and foul sewer irrespective of diameters)
|  |  | .01 | Manholes up to 1m deep | number | 1 | 1343.25 | 1044.2 | 2500 | 501 | 3250 | 450 | 1200 | 750 | 550 | 2000 | 150 | 675 | 950
|  |  | .02 | Manholes up to 2m deep | number | 1 | 1454.61 | 1135.05 | 3500 | 1002 | 4150 | 800 | 1700 | 950 | 550 | 2800 | 150 | 843.75 | 950
|  |  | .03 | Manholes up to 3m deep | number | 1 | 1771.29 | 1417.95 | 5500 | 1502 | 5050 | 1400 | 2200 | 1250 | 550 | 3200 | 200 | 1054.69 | 1250
|  |  | .04 | Manholes up to 4m deep | number | 1 | 2170.09 | 1891.75 | 7500 | 2002 | 5950 | 2000 | 2700 | 1500 | 1000 | 3800 | 200 | 1318.36 | 1250
|  | .09 | Kerbs, edging and channels |  | m | 1 | 56.33 | 57.5 | 180 | 58 | 45 | 35 | 30 | 45 | 75 | 40 | 65 | 90 | 35
|  | .10 | Asphalt
|  |  | .01 | 0mm to 30mm thick | m² | 1 | 29.67 | 18.4 | 210 | 12 | 65 | 40 | 25 | 45 | 45 | 28 | 85 | 250 | 35
|  |  | .02 | 30mm to 50mm thick | m² | 1 | 31.9 | 28.75 | 250 | 20 | 70 | 60 | 30 | 90 | 65 | 32 | 85 | 312.5 | 45
|  | .11 | Road signs
PSC | 120.03
8.2.7 | (cont.) |  | .01 | Single pole | number | 1 | 212.22 | 417.45 | 750 | 195 | 850 | 120 | 150 | 225 | 100 | 300 | 100 | 250 | 120
|  |  | .02 | Double pole | number | 1 | 212.22 | 556.6 | 750 | 300 | 1200 | 230 | 250 | 245 | 100 | 560 | 150 | 312.5 | 150
|  | .12 | Small Trees, plants and shrubs |  | number | 1 | 212.22 | 230 | 1200 | 56 | 1500 | 100 | 30 | 300 | 100 | 80 | 200 | 350 | 500
(incl. watering/maintaining)
|  | .13 | Bollards |  | number | 1 | 156.54 | 417.45 | 2300 | 50 | 350 | 185 | 250 | 255 | 150 | 45 | 5500 | 450 | 500
|  | .14 | Maintained lawn - Using treated effluent from
applicable WWTW at applicable rates
(minimum travel distance 15km with
a minimum capacity of 6m3 per trip)
|  |  | .01 | Paarl | m² | 1 | 0.15 | 23 | 50 | 13 | - | 60 | 15 | 10 | 450 | 2.5 | 350 | 15 | 20
|  |  | .02 | Wellington | m² | 1 | 0.15 | 23 | 50 | 13 | - | 80 | 18 | 15 | 450 | 4 | 350 | 15.75 | 25
|  |  | .03 | Gouda | m² | 1 | 0.15 | 34.5 | 50 | 16 | - | 115 | 23 | 35 | 550 | 5 | 350 | 16.54 | 30
|  |  | .04 | Saron | m² | 1 | 0.15 | 34.5 | 50 | 16 | - | 150 | 25 | 40 | 650 | 5 | 350 | 17.36 | 35
|  | .15 | Plain Concrete Driveways / Walkways
|  |  | .01 | up to 150mm | m³ | 1 | 615.66 | 1229.35 | 750 | 151 | 150 | 500 | 850 | 175 | 1350 | 24 | 1800 | 550 | 225
|  |  | .02 | more than 150 mm | m³ | 1 | 615.66 | 1536.4 | 950 | 251 | 200 | 650 | 950 | 250 | 1350 | 27 | 1800 | 687.5 | 250
|  | .16 | Brick Paved Driveways / Walkways |  | m³ | 1 | 156.36 | 575 | 555 | 45 | 45 | 250 | 28 | 88.5 | 170 | 12 | 450 | 354.84 | 125
|  | .17 | Fence (up to 2.5m high)
|  |  | .01 | all wire type fencing | m | 1 | 29.51 | 34.5 | 750 | 6 | 150 | 80 | 30 | 35 | 220 | 30 | 250 | 125 | 70
|  |  | .02 | all palisade type fencing | m | 1 | 64.06 | 80.5 | 770 | 8 | 250 | 105 | 35 | 70 | 750 | 37 | 450 | 250 | 140
|  |  | .03 | vibracrete walls | m | 1 | 70.68 | 80.5 | 950 | 20 | 300 | 135 | 39 | 70 | 900 | 35 | 550 | 281.25 | 150
|  | .18 | Concrete Chambers (25MPa) |  | m³ | 1 | 973.68 | 1725 | 1800 | 553 | 203 | 250 | 1000 | 1500 | 1550 | 103 | 1800 | 650 | 1950
|  | .19 | Brick Chambers |  | m³ | 1 | 774.69 | 1380 | 950 | 553 | 220 | 180 | 1000 | 950 | 1550 | 105 | 7500 | 354.84 | 450
8.2.9 | 120.04 | Transport materials, building rubble and debris to a site provided by contractor
|  | .01 | 3m³ Capacity |  | m³ | 1 | 125.09 | 57.5 | 7 | 214 | 500 | 200 | 100 | 150 | 120 | 42 | 150 | 290 | 95
|  | .02 | 6m³ Capacity |  | m³ | 1 | 125.09 | 57.5 | 9 | 195 | 650 | 250 | 80 | 150 | 120 | 42 | 250 | 232 | 95
|  | .03 | 10m³ Capacity |  | m³ | 1 | 125.09 | 57.5 | 10 | 177 | 1200 | 350 | 60 | 150 | 120 | 42 | 300 | 185.6 | 95
|  | .04' | 17m³ to 20m³ Capacity (Dumpers) |  | m³ | 1 | 125.09 | 57.5 | 12 | 177 | 1800 | 550 | 120 | 250 | 120 | 40 | 350 | 148.48 | 95
PSC | 120.05 | Remove topsoil to nominal depth of 150 mm, stockpile and reinstate |  |  | m³ | 1 | 82.02 | 40.25 | 20 | 50 | 45 | 200 | 60 |  | 45 | 23 | 65 | 65 | 45
8.2.11 | [13 empty] | 45
PSC
8.2.12 | 120.06 | Remove, stockpile, safeguard and reinstate existing:
|  | .01 | Kerbs, edging and channels |  | m | 1 | 176.66 | 138 | 180 | 101 | 150 | 75 | 75 | 90 | 90 | 67 | 65 | 65 | 35
|  | .02 | Road signs
|  |  | .01 | Single pole | number | 1 | 524.58 | 402.5 | 150 | 72 | 850 | 200 | 450 | 300 | 1300 | 300 | 60 | 150 | 120
|  |  | .02 | Double pole | number | 1 | 891.35 | 575 | 250 | 144 | 950 | 380 | 550 | 325 | 1900 | 300 | 80 | 187.5 | 150
PSC |  | .03 | Small Trees (incl. watering/maintaining) |  | number | 1 | 262.38 | 517.5 | 1200 | 54 | 1500 | 500 | 800 | 375 | 50 | 1500 | 90 | 250 | 250
8.2.12 | 120.06
| (cont.) | .04 | Plants/Shrubs (incl. watering / maintaining) |  | number | 1 | 225.31 | 345 | 150 | 36 | 1200 | 300 | 950 | 350 | 50 | 90 | 120 | 83.33 | 250
|  | .05 | Vertical poles |  | number | 1 | 524.58 | 402.5 | 100 | 36 | 450 | 180 | 400 | 325 | 1300 | 190 | 180 | 150 | 100
|  | .06 | Bollards |  | number | 1 | 524.58 | 402.5 | 350 | 54 | 600 | 250 | 750 | 325 | 850 | 85 | 5500 | 450 | 500
|  | .07 | Maintained lawn |  | m² | 1 | 19.78 | 28.75 | 90 | 72 | - | 120 | 25 | 25 | 25 | 32 | 16 | 65 | 20
|  | .09 | Plain Concrete Driveways / Walkways
|  |  | .01 | up to 150mm | m³ | 1 | 2140.99 | - | - | 2615 | - | 850 | 2650 | 125 | 1350 | 34 | - | 550 | 225
|  |  | .02 | more than 150 mm | m³ | 1 | 2140.99 | - | - | 2615 | - | 950 | 2450 | 150 | 1350 | 38 | - | 687.5 | 250
|  | .10 | Reinforced Concrete Driveways / Walkways
|  |  | .01 | up to 150mm | m³
|  |  | .02 | more than 150 mm | m³
|  | .08 | Fence
|  |  | .01 | all wire type fencing | m | 1
|  |  | .02 | all palisade type fencing | m | 1
|  |  | .03 | vibracrete walls up to 2.5m high | m | 1 | - | 747.5 | 350 | 142 | 300 | 180 | 140 | 950 | 950 | 45 | 45 | 281.25 | 150
PSC | 120.07 | Saw cutting of existing surfaces, stockpile and
8.2.13 |  | reinstate
|  | .01 | Asphalt
|  |  | .01' | up to 50mm thick | m | 1 | 28.76 | 46 | 150 | 17 | 40 | 70 | 30 | 15 | 60 | 22 | 35 | 90 | 30
|  |  | .01' | 50mm to 100mm thick | m | 1 | 49.54 | 74.75 | 180 | 34 | 80 | 85 | 35 | 17 | 120 | 24 | 35 | 112.5 | 40
|  | .02 | Concrete |  | m | 1 | 49.54 | 115 | 950 | 42 | 25 | 95 | 35 | 35 | 85 | 25 | 45 | 129.38 | 45
|  | .03 | Paving |  | m | 1 | 49.54 | 74.75 | 180 | 26 | 40 | 70 | 30 | 20 | 35 | 22 | 45 | 12.5 | 25
TOTAL SECTION 1200 C CARRIED TO SUMMARY | [6 empty] | - | - | - | - | - | - | - | - | - | - | - | - | -

## 1200D (2)
SECTION 1200 D
PAYMENT | [6 empty] | JVZ CONSTRUCTION | EXEO KHOKELA | ERGOFLEX 520 cc JV CROSSROOTS | GUS Botes Civils CC | AR PROJECTS & DEVELOPMENTS | FOUR STONES CIVIL CC | TRIPLE C MAINTENANCE & SERVICE | WF CONSTRUCTION | KAYALIHLE TRADING | PREMIER ATTRACTION 219 ICON CIVILS | NANGA TRADING CC | EZAMAZIZI TRADING ENTERPRISE | SHC Civils and Maintenance
REFERS | ITEM |  |  | DESCRIPTION | UNIT | QUAN- | RATE | RATE
TO | NO |  |  |  |  | TITY
SABS | 130 | EARTHWORKS
1200 D
PSD | 130.01 | Bulk excavation:
8.3.2
|  | .01 | Excavate in all materials and use for embankment or backfill as audit:
|  |  | .01 | From necessary excavations | m³ | 1 | 46.06 | 67.85 | 90 | 48 | 95 | 350 | 80 | 75 | 100 | 48.5 | 65 | 90 | 57
|  | .02 | Excavate in all materials and dispose |  | m³ | 1 | 113.48 | 97.75 | 95 | 184 | 125 | 450 | 85 | 120 | 150 | 110 | 95 | 90 | 57
|  | .03 | Extra over items 130.01.01.01
130.01.02.above for
|  |  | .01 | Intermediate excavation | m³ | 1 | 45.91 | 207 | 200 | 88 | 550 | 350 | 150 | 550 | 50 | 100 | 65 | 169 | 195
|  |  | .02 | Hard rock excavation | m³ | 1 | 552.1 | 977.5 | 350 | 550 | 950 | 500 | 750 | 1500 | 350 | 850 | 450 | 290 | 650
|  |  | .03 | Boulder excavation, class A | m³ | 1 | 38.79 | 977.5 | 450 | 88 | 1650 | 680 | 250 | 850 | 450 | 1200 | 550 | 400 | 1200
|  |  | .04 | Boulder excavation, class B | m³ | 1 | 45.91 | 207 | 650 | 110 | 2550 | 750 | 280 | 850 | 600 | 1500 | 650 | 450 | 1200
|  | .04 | Extra over item 130.01 for importation
of materials from commercial sources
|  |  | .01 | G7 (sand) compacted to 100% | m³ | 1 | 213.15 | 234.6 | 250 | 344 | 150 | 285 | 457.05 | 280 | 300 | 180 | 450 | 115 | 240
MOD AASHTO
|  | .05 | Extra over sub items 130.01 for :
|  |  | .01 | Carting material to stockpile area off pipe
route within 5km, and back to site after
|  |  |  | completion of installation of pipe | m³ | 1 | 132.19 | 92 | 90 | 93 | 350 | 500 | 60 | 575 | 150 | 37 | 95 | 55 | 105
PSD | 130.02 | Restricted excavation:
8.3.3
|  | .01 | Excavate for pipe trenches, footings, restricted foundations, chambers or gabion box holes (at: .01, .02 or .03 below) in all materials, and use for backfill, embankment or dispose to site provided by contractor:
|  |  | .01 | Depth up to 1,0 m | m³ | 1 | 98.85 | 154.1 | 60 | 260 | 85 | 120 | 85 | 535 | 100 | 90 | 50 | 105 | 60
|  |  | .02 | Depth over 1,0 m and up to 2,0 m | m³ | 1 | 116.72 | 178.25 | 70 | 520 | 190 | 200 | 120 | 550 | 180 | 94 | 60 | 10.75 | 65
|  |  | .03 | Depth over 2,0 m and up to 3,0 m | m³ | 1 | 160.27 | 201.25 | 80 | 632 | 255 | 280 | 175 | 575 | 280 | 102 | 70 | 138.86 | 70
|  |  | .04 | Depth over 3,0 m and up to 4,0 m | m³ | 1 | 173.23 | 224.25 | 90 | 921 | 350 | 350 | 280 | 600 | 425 | 110 | 80 | 159.69 | 75
|  |  | .05 | Depth over 4,0 m and up to 5,0 m | m³ | 1 | 242.3 | 247.25 | 100 | 1122 | 425 | 500 | 350 | 650 | 580 | 130 | 90 | 183.65 | 80
|  | .02 | Extra over sub items 130.02.01.01, 130.02.01.02, 130.02.01.03, 130.02.01.04 and 130.02.01.05 for:
|  |  | .01 | Soft excavation | m³ | 1 | 64.46 | - | 250 |  | 450 | 85 | 85 | 225 | 50 | 90 | 65 | 57.75 | 60
|  |  | .02 | Intermediate excavation | m³ | 1 | 64.46 | 207 | 280 | 88 | 550 | 95 | 150 | 550 | 350 | 100 | 95 | 169 | 195
|  |  | .03 | Hard rock excavation | m³ | 1 | 635.84 | 977.5 | 350 | 550 | 950 | 125 | 750 | 1500 | 450 | 850 | 450 | 290 | 650
|  |  | .04 | Boulder excavation, class A | m³ | 1 | 64.46 | 977.5 | 450 | 88 | 1650 | 150 | 250 | 850 | 600 | 1200 | 650 | 400 | 1200
|  |  | .05 | Boulder excavation, class B | m³ | 1 | 71.55 | 207 | 650 | 110 | 2550 | 180 | 280 | 850 | - | 1500 | 750 | 450 | 1200
8.3.6 | 130.03 | Overhaul
|  | .01 | Overhaul exceeding 15km |  | m³/km | 1 | 9.89 | 12.65 | - | - | 150 | 25 | 6 | 15 | 10 | 15 | 35 | 15 | 22.5
TOTAL SECTION 1200 D CARRIED TO SUMMARY | [6 empty] | 2889.62 | 6247.95 | 4555 | 5796 | 14025 | 5975 | 4643.05 | 11700 | 5175 | 8306.5 | 4815 | 3638.7 | 7381.5

## 1200D
[7 empty] | SECTION 1200 D |  | SECTION 1200 D
PAYMENT | [6 empty] | JVZ CONSTRUCTION | EXEO KHOKELA | ERGOFLEX 520 cc JV CROSSROOTS
REFERS | ITEM |  |  | DESCRIPTION | UNIT | QUAN- | RATE | RATE
TO | NO |  |  |  |  | TITY
SABS | 130 | EARTHWORKS
1200 D
PSD | 130.01 | Bulk excavation:
8.3.2
|  | .01 | Excavate in all materials and use for embankment or backfill as audit:
|  |  | .01 | From necessary excavations | m³ | 1 | 46.06 | 67.85 | 90
|  | .02 | Excavate in all materials and dispose |  | m³ | 1 | 113.48 | 97.75 | 95
|  | .03 | Extra over items 130.01.01.01
130.01.02.above for
|  |  | .01 | Intermediate excavation | m³ | 1 | 45.91 | 207 | 200
|  |  | .02 | Hard rock excavation | m³ | 1 | 552.1 | 977.5 | 350
|  |  | .03 | Boulder excavation, class A | m³ | 1 | 38.79 | 977.5 | 450
|  |  | .04 | Boulder excavation, class B | m³ | 1 | 45.91 | 207 | 650
|  | .04 | Extra over item 130.01 for importation
of materials from commercial sources
|  |  | .01 | G7 (sand) compacted to 100% | m³ | 1 | 213.15 | 234.6 | 250
MOD AASHTO
|  | .05 | Extra over sub items 130.01 for :
|  |  | .01 | Carting material to stockpile area off pipe
route within 5km, and back to site after
|  |  |  | completion of installation of pipe | m³ | 1 | 132.19 | 92 | 90
PSD | 130.02 | Restricted excavation:
8.3.3
|  | .01 | Excavate for pipe trenches, footings, restricted foundations, chambers or gabion box holes (at: .01, .02 or .03 below) in all materials, and use for backfill, embankment or dispose to site provided by contractor:
|  |  | .01 | Depth up to 1,0 m | m³ | 1 | 98.85 | 154.1 | 60
|  |  | .02 | Depth over 1,0 m and up to 2,0 m | m³ | 1 | 116.72 | 178.25 | 70
|  |  | .03 | Depth over 2,0 m and up to 3,0 m | m³ | 1 | 160.27 | 201.25 | 80
|  |  | .04 | Depth over 3,0 m and up to 4,0 m | m³ | 1 | 173.23 | 224.25 | 90
|  |  | .05 | Depth over 4,0 m and up to 5,0 m | m³ | 1 | 242.3 | 247.25 | 100
|  | .02 | Extra over sub items 130.02.01.01, 130.02.01.02, 130.02.01.03, 130.02.01.04 and 130.02.01.05 for:
|  |  | .01 | Soft excavation | m³ | 1 | 64.46 |  | 250
|  |  | .02 | Intermediate excavation | m³ | 1 | 64.46 | 207 | 280
|  |  | .03 | Hard rock excavation | m³ | 1 | 635.84 | 977.5 | 350
|  |  | .04 | Boulder excavation, class A | m³ | 1 | 64.46 | 977.5 | 450
|  |  | .05 | Boulder excavation, class B | m³ | 1 | 71.55 | 207 | 650
8.3.6 | 130.03 | Overhaul
|  | .01 | Overhaul exceeding 15km |  | m³/km | 1 | 9.89 | 12.65
TOTAL SECTION 1200 D CARRIED TO SUMMARY | [6 empty] | 2889.62 | 6247.95 | 4555

## 1200DB
SECTION 1200 DB
PAYMENT | [6 empty] | JVZ CONSTRUCTION | EXEO KHOKELA | ERGOFLEX 520 cc JV CROSSROOTS | GUS Botes Civils CC | AR PROJECTS & DEVELOPMENTS | FOUR STONES CIVIL CC | TRIPLE C MAINTENANCE & SERVICE | WF CONSTRUCTION | KAYALIHLE TRADING | PREMIER ATTRACTION 219 ICON CIVILS | NANGA TRADING CC | EZAMAZIZI TRADING ENTERPRISE | SHC Civils and Maintenance
REFERS | ITEM |  |  | DESCRIPTION | UNIT | QUAN-
TO | NO |  |  |  |  | TITY
SABS | 131 | EARTHWORKS (PIPE TRENCHES)
1200 DB
TRENCHES FOR WATER PIPES, SEWER PIPES, STORMWATER PIPES, DUCTS, CULVERTS OR TRENCHES FOR SUBSURFACE DRAINS
PSDB | 131.01 | Excavate in all materials for trenches,
8.3.2 |  | backfill, compact and dispose of surplus
material to site provided by contractor
|  | .01 | Pipes up to 125 mm dia for depths:
|  |  | .01 | Up to 1,0 m | m | 1 | 104.88 | 134.13 | 40 | 131 | 80 | 120 | 78.75 | 55 | 60 | 37 | 65 | 75 | 65
|  |  | .02 | Over 1,0 m up to 1,5 m | m | 1 | 119.78 | 140.52 | 50 | 280 | 120 | 150 | 134.4 | 75 | 65 | 48 | 65 | 78.75 | 71.5
|  |  | .03 | Over 1,5 m up to 2,0 m | m | 1 | 142.55 | 170.55 | 60 | 417 | 180 | 180 | 220.5 | 105 | 85 | 65 | 65 | 82.69 | 99
|  |  | .04 | Over 2,0 m up to 2,5 m | m | 1 | 170.36 | 189.49 | 80 | 482 | 270 | 225 | 309.1 | 145 | 85 | 82 | 90 | 86.82 | 129
|  |  | .05 | Over 2,5 m up to 3,0 m | m | 1 | 212.08 | 226.12 | 120 | 540 | 405 | 250 | 502.13 | 250 | 125 | 100 | 90 | 91.16 | 253
|  |  | .06 | Over 3,0 m up to 4,0 m | m | 1 | 283.93 | 278.3 | 150 | 810 | 607 | 300 | 697.5 | 350 | 150 | 128 | 90 | 95.72 | 423.5
|  |  | .07 | Over 4,0 m up to 5,0 m | m | 1 | 746.25 | 515.56 | 170 | 971 | 911 | 325 | 882.34 | 245 | 175 | 160 | 100 | 100.51 | 660
|  |  | .08 | Over 5,0 m up to 6,0 m | m | 1 | 1355.83 | 736.66 | 230 | 1115 | 1366 | 365 | 1080 | 380 | 200 | 200 | 100 | 105.53 | 850
|  |  | .09 | Over 6.0m | m | 1 | 2480.08 | 859.43 | 350 | 1289 | 2050 | 400 | 1416.6 | 435 | 225 | 225 | 100 | 110.81 | 975
|  | .02 | Pipes over 125 mm dia up to 400 mm
dia for depths:
|  |  | .01 | Up to 1,0 m | m | 1 | 119.78 | 147.55 | 45 | 146 | 88 | 120 | 98 | 55 | 60 | 75 | 90 | 82.5 | 65
|  |  | .02 | Over 1,0 m up to 1,5 m | m | 1 | 142.55 | 170.55 | 55 | 285 | 132 | 150 | 168 | 75 | 65 | 85 | 90 | 86.63 | 71.5
|  |  | .03 | Over 1,5 m up to 2,0 m | m | 1 | 170.36 | 189.49 | 65 | 413 | 198 | 180 | 274.4 | 105 | 85 | 96 | 90 | 90.96 | 99
|  |  | .04 | Over 2,0 m up to 2,5 m | m | 1 | 212.08 | 212.82 | 85 | 545 | 297 | 225 | 385 | 145 | 85 | 138 | 100 | 95.5 | 129
|  |  | .05 | Over 2,5 m up to 3,0 m | m | 1 | 283.93 | 226.12 | 125 | 666 | 445 | 300 | 625.8 | 250 | 125 | 155 | 100 | 100.28 | 253
|  |  | .06 | Over 3,0 m up to 4,0 m | m | 1 | 530.07 | 278.3 | 155 | 971 | 667 | 325 | 868 | 245 | 150 | 180 | 120 | 105.29 | 423.5
|  |  | .07 | Over 4,0 m up to 5,0 m | m | 1 | 1355.83 | 515.66 | 175 | 1164 | 1002 | 365 | 1099 | 380 | 175 | 194 | 120 | 110.56 | 660
|  |  | .08 | Over 5,0 m up to 6,0 m | m | 1 | 2362.03 | 736.66 | 235 | 1336 | 1502 | 400 | 1344 | 435 | 200 | 215 | 120 | 116.09 | 850
|  |  | .09 | Over 6.0m | m | 1 | 2584.42 | 859.43 | 360 | 1545 | 2255 | 485 | 1764 | 450 | 220 | 240 | 120 | 121.89 | 975
|  | .03 | Pipes over 400 mm dia up to 550 mm
dia for depths:
|  |  | .01 | Up to 1,0 m | m | 1 | 142.55 | 162.42 | 50 | 160 | 100 | 165 | 108.5 | 145 | 60 | 93 | 150 | 90.75 | 68
|  |  | .02 | Over 1,0 m up to 1,5 m | m | 1 | 170.36 | 179.52 | 60 | 302 | 145 | 195 | 186 | 185 | 65 | 105 | 150 | 95.29 | 84
|  |  | .03 | Over 1,5 m up to 2,0 m | m | 1 | 212.08 | 190.42 | 70 | 433 | 220 | 240 | 303.8 | 250 | 85 | 118 | 150 | 100.05 | 148.5
|  |  | .04 | Over 2,0 m up to 2,5 m | m | 1 | 283.93 | 212.82 | 90 | 569 | 325 | 285 | 426.8 | 350 | 85 | 156 | 150 | 105.05 | 192.5
|  |  | .05 | Over 2,5 m up to 3,0 m | m | 1 | 530.07 | 241.19 | 130 | 694 | 490 | 300 | 692.85 | 245 | 125 | 170 | 200 | 110.31 | 253
|  |  | .06 | Over 3,0 m up to 4,0 m | m | 1 | 840.19 | 301.49 | 160 | 1007 | 735 | 335 | 961 | 380 | 150 | 195 | 200 | 115.82 | 423.5
|  |  | .07 | Over 4,0 m up to 5,0 m | m | 1 | 2362.03 | 515.66 | 180 | 1206 | 1105 | 385 | 1216.75 | 435 | 175 | 207 | 200 | 121.61 | 661
|  |  | .08 | Over 5,0 m up to 6,0 m | m | 1 | 2584.42 | 736.66 | 240 | 1385 | 1650 | 425 | 1488 | 450 | 200 | 225 | 250 | 127.69 | 750
|  |  | .09 | Over 6.0m | m | 1 | 3228.34 | 1031.32 | 380 | 1601 | 2480 | 500 | 1953 | 475 | 220 | 260 | 250 | 134.08 | 865
|  | .04 | Pipes over 550 mm dia up to 700 mm
dia for depths:
|  |  | .01 | Up to 1,0 m | m | 1 | 142.55 | 180.9 | 60 | 1184 | 500 | 250 | 119 | 185 | 80 | 108 | 220 | 99.83 | 68
|  |  | .02 | Over 1,0 m up to 1,5 m | m | 1 | 170.36 | 200.99 | 70 | 338 | 645 | 280 | 204 | 250 | 85 | 116 | 220 | 104.82 | 84
|  |  | .03 | Over 1,5 m up to 2,0 m | m | 1 | 212.08 | 226.12 | 80 | 479 | 620 | 300 | 333.2 | 350 | 95 | 127 | 220 | 110.06 | 148.5
|  |  | .04 | Over 2,0 m up to 2,5 m | m | 1 | 283.93 | 258.42 | 100 | 625 | 725 | 345 | 467.5 | 245 | 100 | 168 | 220 | 115.56 | 192.5
|  |  | .05 | Over 2,5 m up to 3,0 m | m | 1 | 530.07 | 301.49 | 140 | 758 | 890 | 390 | 759.9 | 380 | 125 | 185 | 220 | 121.34 | 253
|  |  | .06 | Over 3,0 m up to 4,0 m | m | 1 | 840.19 | 328.9 | 170 | 1089 | 1135 | 450 | 1054 | 435 | 150 | 206 | 260 | 127.4 | 423.5
|  |  | .07 | Over 4,0 m up to 5,0 m | m | 1 | 2362.03 | 515.66 | 190 | 1306 | 1505 | 475 | 1334.5 | 450 | 175 | 230 | 260 | 133.78 | 661
|  |  | .08 | Over 5,0 m up to 6,0 m | m | 1 | 2584.42 | 859.43 | 250 | 1499 | 2050 | 520 | 1632 | 475 | 200 | 240 | 260 | 140.46 | 750
|  |  | .09 | Over 6.0m | m | 1 | 3228.34 | 1289.15 | 400 | 1733 | 2880 | 600 | 2142 | 500 | 220 | 273 | 260 | 147.49 | 865
PSDB | 131.01 | .05 | Pipes over 700 mm dia up to 850 mm
8.3.2 | (cont.) |  | dia for depths:
|  |  | .01 | Up to 1,0 m | m | 1 | 142.55 | 180.9 | 70 | 206 | 500 | 350 | 129.5 | 250 | 80 | 123 | 260 | 115.3 | 80
|  |  | .02 | Over 1,0 m up to 1,5 m | m | 1 | 170.36 | 200.99 | 80 | 369 | 645 | 395 | 222.4 | 350 | 85 | 131 | 260 | 121.06 | 99
|  |  | .03 | Over 1,5 m up to 2,0 m | m | 1 | 212.08 | 226.12 | 90 | 519 | 620 | 460 | 362.5 | 375 | 95 | 144 | 260 | 127.12 | 126
|  |  | .04 | Over 2,0 m up to 2,5 m | m | 1 | 283.93 | 258.42 | 110 | 673 | 725 | 500 | 509.3 | 380 | 100 | 178 | 260 | 133.47 | 291.5
|  |  | .05 | Over 2,5 m up to 3,0 m | m | 1 | 530.07 | 301.49 | 150 | 814 | 890 | 565 | 826.95 | 435 | 125 | 198 | 260 | 140.15 | 475
|  |  | .06 | Over 3,0 m up to 4,0 m | m | 1 | 840.19 | 328.9 | 180 | 1160 | 1135 | 615 | 1147 | 450 | 150 | 222 | 260 | 147.15 | 726
|  |  | .07 | Over 4,0 m up to 5,0 m | m | 1 | 2362.03 | 515.66 | 200 | 1391 | 1505 | 650 | 1452.5 | 475 | 175 | 247 | 300 | 154.51 | 850
|  |  | .08 | Over 5,0 m up to 6,0 m | m | 1 | 2584.42 | 859.43 | 270 | 1597 | 2050 | 665 | 1776 | 500 | 200 | 260 | 300 | 162.24 | 975
|  |  | .09 | Over 6.0m | m | 1 | 3228.34 | 1289.15 | 450 | 1846 | 2880 | 690 | 2331 | 550 | 220 | 282 | 300 | 170.35
|  | .06 | Pipes over 850 mm dia up to 1 000 mm
dia for depths:
|  |  | .01 | Up to 1,0 m | m | 1 | 283.93 | 212.82 | 80 | 227 | 500 | 425 | 140 | 350 | 80 | 144 | 260 | 126.83 | 90
|  |  | .02 | Over 1,0 m up to 1,5 m | m | 1 | 530.07 | 241.19 | 90 | 400 | 645 | 480 | 240 | 375 | 85 | 157 | 260 | 133.17 | 99
|  |  | .03 | Over 1,5 m up to 2,0 m | m | 1 | 840.19 | 278.3 | 100 | 559 | 620 | 530 | 392 | 380 | 95 | 163 | 260 | 139.83 | 126
|  |  | .04 | Over 2,0 m up to 2,5 m | m | 1 | 1270.17 | 328.9 | 130 | 721 | 725 | 595 | 550 | 435 | 100 | 184 | 260 | 146.82 | 225
|  |  | .05 | Over 2,5 m up to 3,0 m | m | 1 | 1485.13 | 401.99 | 180 | 869 | 890 | 640 | 894 | 450 | 125 | 200 | 260 | 154.16 | 291.5
|  |  | .06 | Over 3,0 m up to 4,0 m | m | 1 | 1757.79 | 516.84 | 210 | 1232 | 1135 | 685 | 1240 | 475 | 150 | 230 | 260 | 161.87 | 475
|  |  | .07 | Over 4,0 m up to 5,0 m | m | 1 | 3098.24 | 736.66 | 230 | 1476 | 1505 | 720 | 1570 | 500 | 175 | 254 | 300 | 169.96 | 726
|  |  | .08 | Over 5,0 m up to 6,0 m | m | 1 | 3640.9 | 1031.32 | 300 | 1659 | 2050 | 760 | 1520 | 550 | 200 | 270 | 300 | 178.46 | 850
|  |  | .09 | Over 6.0m | m | 1 | 4582.17 | 1718.87 | 500 | 1959 | 2880 | 810 | 2520 | 625 | 220 | 290 | 300 | 187.38 | 975
|  | .07 | Pipes over 1 000 mm dia up to
1 250 mm dia for depths:
|  |  | .01 | Up to 1,0 m | m | 1 | 142.55 | 212.82 | 90 | 251 | 900 | 480 | 157.5 | 375 | 100 | 157 | 260 | 139.51 | 90
|  |  | .02 | Over 1,0 m up to 1,5 m | m | 1 | 170.36 | 241.19 | 100 | 434 | 945 | 520 | 270.4 | 380 | 110 | 170 | 260 | 146.49 | 144
|  |  | .03 | Over 1,5 m up to 2,0 m | m | 1 | 212.08 | 278.3 | 110 | 602 | 1020 | 560 | 441 | 435 | 120 | 189 | 260 | 153.81 | 198
|  |  | .04 | Over 2,0 m up to 2,5 m | m | 1 | 283.93 | 328.9 | 150 | 773 | 1025 | 600 | 615.3 | 450 | 120 | 203 | 260 | 161.5 | 225
|  |  | .05 | Over 2,5 m up to 3,0 m | m | 1 | 530.07 | 401.99 | 200 | 929 | 1290 | 640 | 1005.75 | 475 | 140 | 215 | 260 | 169.58 | 328
|  |  | .06 | Over 3,0 m up to 4,0 m | m | 1 | 840.19 | 516.84 | 230 | 1307 | 1535 | 680 | 1395 | 500 | 160 | 228 | 320 | 178.05 | 525
|  |  | .07 | Over 4,0 m up to 5,0 m | m | 1 | 2362.03 | 859.43 | 250 | 1566 | 1905 | 720 | 1766.25 | 550 | 200 | 257 | 320 | 186.96 | 790
|  |  | .08 | Over 5,0 m up to 6,0 m | m | 1 | 2584.42 | 1289.15 | 280 | 1798 | 2450 | 750 | 2160 | 625 | 240 | 280 | 320 | 196.31 | 850
|  |  | .09 | Over 6.0m | m | 1 | 3228.34 | 2578.3 | 550 | 2079 | 3280 | 850 | 2835 | 650 | 260 | 300 | 320 | 206.12 | 975
|  | .08 | Pipes over 1 250 mm dia up to
1 500 mm dia for depths:
|  |  | .01 | Up to 1,0 m | m | 1 | 283.93 | 226.12 | 110 | 276 | 900 | 490 | 175 | 380 | 100 | 189 | 320 | 153.46 | 95
|  |  | .02 | Over 1,0 m up to 1,5 m | m | 1 | 520.07 | 258.42 | 130 | 470 | 945 | 560 | 300 | 435 | 110 | 204 | 320 | 161.13 | 150
|  |  | .03 | Over 1,5 m up to 2,0 m | m | 1 | 840.19 | 301.49 | 140 | 648 | 1020 | 590 | 498 | 450 | 120 | 218 | 320 | 169.19 | 205
|  |  | .04 | Over 2,0 m up to 2,5 m | m | 1 | 1270.17 | 361.79 | 160 | 828 | 1025 | 640 | 687.5 | 475 | 120 | 231 | 320 | 177.65 | 265
|  |  | .05 | Over 2,5 m up to 3,0 m | m | 1 | 1485.13 | 452.24 | 230 | 992 | 1290 | 660 | 1117.5 | 500 | 140 | 246 | 320 | 186.53 | 335
|  |  | .06 | Over 3,0 m up to 4,0 m | m | 1 | 1757.79 | 602.98 | 260 | 1387 | 1535 | 710 | 1550 | 550 | 160 | 259 | 320 | 195.86 | 530
|  |  | .07 | Over 4,0 m up to 5,0 m | m | 1 | 3098.24 | 859.43 | 300 | 1662 | 1905 | 780 | 1962.5 | 625 | 200 | 280 | 320 | 205.65 | 975
|  |  | .08 | Over 5,0 m up to 6,0 m | m | 1 | 3640.9 | 1289.15 | 330 | 2206 | 2450 | 820 | 2400 | 650 | 240 | 297 | 450 | 215.94 | 870
|  |  | .09 | Over 6.0m | m | 1 | 4582.17 | 2578.3 | 600 | 600 | 3280 | 880 | 3150 | 750 | 260 | 318 | 450 | 226.73 | 985
PSDB | 131.02 | Extra over item 131.01 above for:
8.3.2
|  | .01 | Intermediate material |  | m³ | 1 | 60.58 | 207 | 250 | 88 | 550 | 550 | 150 | 225 | 50 | 100 | 350 | 169 | 195
|  | .02 | Boulder material |  | m³ | 1 | 60.59 | 207 | 450 | 88 | 1650 | 750 | 220 | 500 | 250 | 1200 | 450 | 400 | 1200
|  | .03 | Hard rock material |  | m³ | 1 | 635.84 | 1035 | 350 | 550 | 950 | 650 | 750 | 1500 | 350 | 850 | 550 | 450 | 650
|  | .04 | Hand excavation where ordered by the Engineer:
|  |  | .01 | Soft material | m³ | 1 | 276.14 | 264.5 | 200 | 514 | 450 | 700 | 89 | 200 | 250 | 90 | 95 | 55 | 250
|  |  | .02 | Intermediate material | m³ | 1 | 368.18 | 287.5 | 250 | 653 | 550 | 850 | 155 | 300 | 350 | 100 | 120 | 169 | 350
|  |  | .03 | Hard material | m³ | 1 | 1180.58 | 1380 | 350 | 1995 | 950 | 950 | 750 | 1500 | 650 | 850 | 450 | 290 | 450
|  | .05 | Backfill stabilized with 5% cement
|  |  | where directed by the Engineer |  | m³ | 1 | 262.75 | 345 | 100 | 250 | 225 | 950 | 260 | 225 | 255 | 230 | 450 | 145 | 285
8.3.2 | 131.03 | Excavate and dispose of unsuitable
|  | material from trench bottom |  |  | m³ | 1 | 160.32 | 97.75 | 90 | 330 | 85 | 450 | 95 | 125 | 100 | 110 | 95 | 90 | 65
PSDB | 131.04 | Excavate in all materials for stormwater inlet and outlet structures and for manholes, catchpits, valve chambers and the like, irrespective of depth, and backfill around structures |  |  | m³ | 1
8.3.2
[7 empty] | 118.08 | 74.75 | 110 | 245 | 125 | 500 | 120 | 250 | 150 | 45 | 120 | 90 | 65
PSDB | 131.05 | Excavate open drains in all materials |  |  | m³ | 1 | 106.04 | 74.75 | 120 | 34 | 100 | 325 | 130 | 75 | 150 | 80 | 95 | 75 | 65
8.3.2
PSDB | 131.06 | Excavation ancillaries:
8.3.3
|  | .01 | Make up deficiency in backfill material:
|  |  | .01 | By importation from commercial or off-site sources selected by the Contractor (sand compacted 100% MOD AASHTO)
[5 empty] | m³ | 1 | 394.84 | 330.05 | 150 | 344 | 260 | 455 | 150 | 185 | 300 | 180 | 350 | 225 | 240
|  |  | .02 | From stockpiles on site | m³ | 1 | 34.42 | 124.2 | 180 | 50 | 150 | 195 | 67 | 75 | 100 | 100 | 250 | 65 | 50
8.3.4 | 131.07 | Particular items:
|  | .01 | Shore trench in all cases for depths :
|  |  | .01 | 0,0 - 1,0 m | m² | 1 | 477.6 | 103.5 | 90 | 110 | 475 | 255 | 75 | 200 | 100 | 428 | 120 | 190 | 25
|  |  | .02 | 1,0 - 2,0 m | m² | 1 | 510.69 | 287.5 | 110 | 220 | 675 | 265 | 88 | 350 | 250 | 450 | 120 | 275.5 | 30
|  |  | .03 | 2,0 - 3,0 m | m² | 1 | 543.78 | 517.5 | 115 | 330 | 2025 | 285 | 120 | 550 | 550 | 480 | 120 | 399.48 | 35
|  |  | .04 | 3,0 - 4,0 m | m² | 1 | 642.7 | 805 | 130 | 880 | 1900 | 325 | 140 | 750 | 550 | 499 | 150 | 579.24 | 40
|  |  | .05 | 4,0 - 5,0 m | m² | 1 | 697.8 | 1610 | 150 | 1320 | 2375 | 455 | 200 | 950 | 550 | 525 | 150 | 839.9 | 45
|  |  | .06 | 5,0 - 6,0 m | m² | 1 | 733.25 | 3105 | 170 | 1540 | 2850 | 655 | 280 | 1250 | 550 | 548 | 150 | 1217.85 | 50
8.3.5 | 131.08 | Existing services which intersect or adjoin a pipe trench
|  | .01 | Services that intersect a trench
|  |  | .01 | Electrical Cables | number | 1 | 1274.86 | 345 | 50 | 75 | 1500 | 300 | 165 | 150 | 250 | 210 | 250 | 1500 | 90
|  |  | .02 | Watermains | number | 1 | 980.66 | 460 | 250 | 55 | 1500 | 320 | 276 | 165 | 250 | 200 | 250 | 1500 | 90
|  |  | .03 | Telkom ducts and cables | number | 1 | 1274.86 | 345 | 150 | 55 | 1500 | 280 | 160 | 150 | 250 | 200 | 250 | 1500 | 90
|  |  | .04 | Sewer and Stormwater lines | number | 1 | 980.66 | 920 | 450 | 55 | 1500 | 350 | 150 | 165 | 250 | 210 | 250 | 1500 | 90
|  |  | .05 | Kerbs | number | 1 | 380.8 | 460 | 90 | 55 | 1500 | 180 | 110 | 150 | 250 | 100 | 350 | 200 | 90
|  |  | .06 | Fencing | number | 1 | 797.67 | 460 | 50 | 55 | 1500 | 200 | 112 | 150 | 250 | 70 | 350 | 160 | 9
|  |  | .07 | Lamposts and roadsigns | number | 1 | 589.6 | 460 | 250 | 55 | 1500 | 180 | 110 | 150 | 250 | 80 | 350 | 150 | 90
8.3.5 |  | .02 | Services that adjoin a trench
|  |  | .01 | Electrical Cables | m | 1 | 35.41 | 23 | 50 | 11 | 250 | 250 | 20 | 35 | 150 | 34 | 350 | 500 | 35
|  |  | .02 | Watermains | m | 1 | 28.33 | 40.25 | 250 | 11 | 250 | 300 | 32 | 45 | 150 | 34 | 350 | 500 | 35
|  |  | .03 | Telkom ducts and cables | m | 1 | 35.41 | 40.25 | 150 | 11 | 250 | 235 | 20 | 35 | 150 | 34 | 350 | 500 | 35
|  |  | .04 | Sewer and Stormwater lines | m | 1 | 28.33 | 40.25 | 450 | 11 | 250 | 360 | 40 | 45 | 150 | 34 | 350 | 500 | 35
|  |  | .05 | Kerbs | m | 1 | 28.33 | 40.25 | 90 | 11 | 250 | 185 | 18 | 35 | 150 | 34 | 350 | 200 | 35
|  |  | .06 | Fencing | m | 1 | 35.41 | 23 | 50 | 11 | 250 | 185 | 18 | 35 | 150 | 34 | 350 | 160 | 35
8.3.3.4 | 131.09 | Overhaul
|  | .01 | Overhaul exceeding 15km |  | m³/km | 1 | 8.96 | 12.65 | 9 | - | 120 | 25 | 6 | 15 | 10 | 14 | 35 | 15 | 22.5
TOTAL SECTION 1200 DB CARRIED TO SUMMARY | [6 empty] | 103503.32 | 52110.34 | 18714 | 75971 | 109840 | 46685 | 72716.17 | 38060 | 18255 | 21676 | 24565 | 24348.35 | 34829.5

## 1200DK
SECTION 1200 DK
PAYMENT | [6 empty] | JVZ CONSTRUCTION | EXEO KHOKELA | ERGOFLEX 520 cc JV CROSSROOTS | GUS Botes Civils CC | AR PROJECTS & DEVELOPMENTS | FOUR STONES CIVIL CC | TRIPLE C MAINTENANCE & SERVICE | WF CONSTRUCTION | KAYALIHLE TRADING | PREMIER ATTRACTION 219 ICON CIVILS | NANGA TRADING CC | EZAMAZIZI TRADING ENTERPRISE | SHC Civils and Maintenance
REFERS | ITEM |  |  | DESCRIPTION | UNIT | QUAN-
TO | NO |  |  |  |  | TITY
No offer on Schedule
SABS | 132 | GABIONS AND PITCHING
1200 DK
8.2.2 | 132.01 | Gabions:
|  | .01 | Supply and Installation of Gabion units (including unfolding, placing, bracing and rock fill): Mesh type 80 Class A Double twisted steel woven mesh with Zink coating (2.7mm/3.7mmØ)
|  |  | .01 | 1 x 1 x 0.5 (0.5m³) | number | 1 | 808.34 | 1390.35 | - |  | - | - | 1036.39 | - | - | - | - | 1666.67 | 725
|  |  | .02 | 2 x 1 x 0.5 (1m³) | number | 1 | 1434.56 | 1972.25 | 70 |  | 1600 | 850 | 1938.65 | 1000 | 1750 | 478 | - | 1750 | 1450
|  |  | .03 | 3 x 1 x 0.5 (1.5m³) | number | 1 | 2037.58 | 1284.55 | 80 |  | 4040 | 1700 | 2735.79 | 1500 | 2350 | 956 | - | 2012.5 | 2175
|  |  | .04 | 1 x 1 x 1 (1m³) | number | 1 | 1327.84 | 2427.65 | 100 |  | 5922 | 2550 | 1775.53 | 1000 | 1750 | 1195 | - | 1837.5 | 1450
|  |  | .05 | 2 x 1 x 1 (2m³) | number | 1 | 2512.99 | 3563.85 | 120 |  | 2750 | 3400 | 3342.61 | 1500 | 3500 | 956 | - | 2113.13 | 2900
|  |  | .06 | 3 x 1 x 1 (3m³) | number | 1 | 3691.19 |  | 140 |  | 8650 | 5950 | 4891.58 | 2000 | 5250 | 2868 | - | 2218.78 | 4350
|  | .02 | Supply and Installation of Reno mattresse (including unfolding, placing, bracing and rock fill): Mesh type 80 Class A Double twisted steel woven mesh with Zink coating (2.7mm/3.7mmØ)
|  |  | .01 | 2 x 1 x 0.30 (0.6m³) | number | 1 | 951.91 | 934.95 | 60 |  | 1450 | 700 | 1527.5 | 1950 | 1550 | 495 | - | 1666.67 | 975
|  |  | .02 | 3 x 1 x 0.30 (0.9m³) | number | 1 | 1369.29 | 1344.35 | 80 |  | 1500 | 900 | 2130.85 | 2150 | 1950 | 743 | - | 1837.5 | 1436
|  |  | .03 | 4 x 1 x 0.30 (1.2m³) | number | 1 | 2344.33 | 2305.75 | 100 |  | 1500 | 1200 | 2977.07 | 2500 | 2350 | 990 | - | 2113.13 | 1915
|  |  | .04 | 6 x 2 x 0.17 (2.04m³) | number | 1 | 3359.69 | 3301.65 | 120 |  | 1900 | 2400 | 5563.98 | 2750 | 3500 | 1683 | - | 2218.78 | 3255
|  |  | .05 | 6 x 2 x 0.23 (2.76m³) | number | 1 | 4138.44 | 4062.95 | 140 |  | 1900 | 2760 | 6603.47 | 3150 | 5000 | 2277 | - | 2196.81 | 4400
|  |  | .06 | 6 x 2 x 0.30 (3.60m³) | number | 1 | 4966.74 | 4870.25 | 190 |  | 3050 | 3600 | 8001.39 | 3450 | 6250 | 2970 | - | 2440.66 | 5470
SABS |  | SCHEDULED FORMWORK ITEMS
8.2.1 | 132.02 | Rough:
|  | .01 | Vertical formwork: |  | m² | 1 | 395.58 | 540.5 | 250 |  | 375 | 125 | 100.18 | 250 | 425 | 147 | 51.9 | 245 | 350
|  | .02 | Horizontal formwork: |  | m² | 1 | 453.58 | 690 | 350 |  | 375 | 165 | 54.73 | 350 | 650 | 147 | 51.9 | 210 | 350
8.2.2 | 132.03 | Smooth:
|  | .01 | Vertical formwork for heights of: |  | m² | 1 | 552.21 | 540.5 | 250 |  | 475 | 150 | 104.19 | 400 | 275 | 140 | 48.2 | 269.5 | 350
|  | .02 | Horizontal formwork for lengths of: |  | m² | 1 | 585.27 | 747.5 | 350 |  | 475 | 180 | 56.92 | 450 | 450 | 140 | 48.2 | 231 | 350
SCHEDULED REINFORCEMENT ITEMS
8.3.1 | 132.04 | High-tensile steel bars |  |  | t | 1 | 14668.53 | 16100 | 14000 |  | 14000 | 18000 | - | 17500 | 15000 | 15000 | 3500 | 14500 | 13500
8.3.2 | 132.05 | High-tensile welded mesh in the
following:
|  | .01 | Mesh 193 |  | kg | 1 | 20.1 | 16.1 | 40 |  | 210 | 350 | 33.43 | 35 | 75 | 13 | 39.5 | 21 | 60
|  | .02 | Mesh 395 |  | kg | 1 | 20.91 | 16.1 | 65 |  | 25 | 480 | 19.42 | 55 | 115 | 13 | 45.9 | 21 | 65
8.4.4 | 132.06 | Unformed surface finishes:
|  | .01 | Wood-floated finishes to:
|  |  | .01 | All concrete surfaces | m² | 1 | 29 | 23 | 90 |  | 35 | 75 | 30 | 17.5 | 30 | 145 | 35 | 35 | 75
|  | .02 | Steel-floated finishes to:
|  |  | .01 | All concrete surfaces | m² | 1 | 34.8 | 28.75 | 90 |  | 40 | 105 | 32 | 25 | 65 | 145 | 45 | 40 | 80
8.16 | 132.07 | Chamfers:
|  | .01 | Wood Chamfers placed within
formwork prior to casting:
|  |  | .01 | 25mm x 25mm | m | 1 | 35.67 | 28.75 | 90 |  | 45 | 90 | 33 | 15 | 45 | 16 | 50 | 45 | 55
|  |  | .02 | 35mm x 35mm | m | 1 | 44.8 | 34.5 | 90 |  | 60 | 125 | 39.6 | 20 | 85 | 17.5 | 50 | 45 | 60
8.4.3 | 132.08 | Strength concrete:
|  | .01 | Standard Concrete:
(Only granite aggregate allowed)
|  |  | .01 | Class 25 MPa/19 mm concrete | m³ | 1 | 1905.71 | 2242.5 | 1800 |  | 2230 | 3000 | 2550 | 1650 | 1650 | 1672 | 2500 | 1850 | 1750
|  |  | .02 | Class 30 MPa/19 mm concrete | m³ | 1 | 1978.79 | 2242.5 | 2800 |  | 2410 | 3200 | 2562 | 1850 | 1850 | 2046 | 2500 | 2035 | 1850
|  |  | .03 | Class 35 MPa/19 mm concrete | m³ | 1 | 2051.87 | 2265.5 | 3200 |  | 2600 | 3450 | 2575 | 1950 | 1950 | 2486 | 2500 | 2238.5 | 1950
|  |  | .04 | Class 40 MPa/19 mm concrete | m³ | 1 | 2124.95 | 2277 | 3600 |  | 2850 | 3750 | 2587.5 | 2000 | 2150 | 2068 | 2500 | 2462.35 | 2050
|  |  | .05 | Class 50 MPa/19 mm concrete | m³ | 2 | 2271.11 | 2461 | 4500 |  | 3150 | 4100 | 2787.5 | 2250 | 2350 | 2244 | 2500 | 2708.59 | 2150
|  | .02 | Concrete with Penetron / XYPEX /
similar approved waterproofing additives:
(Only granite aggregate allowed)
|  |  | .01 | Class 25 MPa/19 mm concrete | m³ | 1 | 2453.81 | 2714 | 1800 |  | 2730 | 3250 | 3862.5 | 2150 | 1850 | 2486 | 2500 | 1942.5 | 1750
|  |  | .02 | Class 30 MPa/19 mm concrete | m³ | 1 | 2526.89 | 2829 | 2800 |  | 2910 | 3550 | 3062.5 | 2350 | 2050 | 2486 | 2500 | 2136.75 | 1850
|  |  | .03 | Class 35 MPa/19 mm concrete | m³ | 1 | 2599.97 | 2944 | 3200 |  | 3100 | 3850 | 3062.5 | 2450 | 2150 | 2486 | 2500 | 2350.43 | 1950
|  |  | .04 | Class 40 MPa/19 mm concrete | m³ | 1 | 2673.05 | 3059 | 3600 |  | 3350 | 4650 | 3062.5 | 2550 | 2350 | 2486 | 2500 | 2585.47 | 2050
8.2.3 | 132.09 | Extra over Item 132.01 for packing selected stone for exposed face |  |  | m2 | 1 | 11.05 | 92 | 450 |  | 150
[12 empty] | 350 | 45 | 750 | 85 | 72 | 250 | 25 | 40
PSLE | 132.10 | Supply and install 110mm dia subsurface drains complete as per drawing DM1200DK-01 |  |  | m | 1 | 232.05 | 272.55 | 5500 |  | 1971 | 525 | 476.12 | 175 | 285 | 41 | 150 | 145 | 195
8.2.22
No offer on Schedule
8.2.15 | 132.11 | Geotextile/Geomembrane placed where ground water seepage occurs:
|  | .01 | Bidim A2 or equivalent approved |  | m² | 1 | 14.79 | 14.95 | 20 |  | 250 | 65 | 15 | 20 | 20 | 18 | 15 | 30 | 18.5
|  | .02 | Bidim A4 or equivalent approved |  | m² | 1 | 18.5 | 18.4 | 30 |  | 400 | 95 | 18 | 25 | 25 | 24 | 15 | 31.5 | 20.5
|  | .03 | Bidim A6 or equivalent approved |  | m² | 1 | 25.71 | 31.05 | 40 |  | 650 | 125 | 25 | 30 | 35 | 34 | 15 | 33.08 | 22.5
8.2.5 | 132.12 | Pitching:
|  | .01 | Plain pitching (Rip-rap):
|  |  | .01. | Heavy pitching | m² | 1 | 263.17 | 261.05 | 250 |  | 150 | 385 | 209.42 | 200 | 150 | 540 | 150 | 240 | 285
|  |  | .02 | Extra Heavy pitching | m² | 1 | 242.87 | 575 | 350 |  | 200 | 425 | 333.85 | 325 | 200 | 620 | 250 | 252 | 295
|  | .02 | Grouted pitching:
|  |  | .01 | Light pitching | m² | 1 | 313.93 | 225.4 | 70 |  | 180 | 360 | 279.42 | 175 | 275 | 498 | 250 | 228.57 | 285
|  |  | .02 | Medium pitching | m² | 1 | 452.14 | 402.5 | 90 |  | 200 | 400 | 299.45 | 200 | 350 | 520 | 350 | 251.43 | 290
|  |  | .03 | Heavy pitching | m² | 1 | 518.82 | 575 | 150 |  | 220 | 500 | 319.42 | 225 | 450 | 700 | 450 | 276.57 | 295
PSDK 8.2.9 | 132.13 | Cutting and adjusting mattress/gabions |  |  | m² | 1 | 37.7 | 287.5 | 40 |  | 125 | 265 | 55 | 15 | 250 | 12 | 45 | 150 | 30
TOTAL SECTION 1200 DK CARRIED TO SUMMARY | [6 empty] | - | - | - | - | - | - | - | - | - | - | - | - | -

## 1200DM
SECTION 1200 DM
PAYMENT | [6 empty] | JVZ CONSTRUCTION | EXEO KHOKELA | ERGOFLEX 520 cc JV CROSSROOTS | GUS Botes Civils CC | AR PROJECTS & DEVELOPMENTS | FOUR STONES CIVIL CC | TRIPLE C MAINTENANCE & SERVICE | WF CONSTRUCTION | KAYALIHLE TRADING | PREMIER ATTRACTION 219 ICON CIVILS | NANGA TRADING CC | EZAMAZIZI TRADING ENTERPRISE | SHC Civils and Maintenance
REFERS | ITEM |  |  | DESCRIPTION | UNIT | QUAN-
TO | NO |  |  |  |  | TITY
SABS | 133 | EARTHWORKS (ROADS, SUBGRADE)
1200 DM
PSDM | 133.01 | Treatment of roadbed:
8.3.3 |  | .01 | Roadbed preparation and compaction of
material to:
|  |  | .01 | Minimum of 93% of modified
AASHTO maximum density
|  |  |  | .01 Roads (various widths) | m³ | 1 | 43.53 | 46 | 30 | 104 | 150 | 325 | 85 | 75 | 100 | 50 | 120 | 55 | 45
|  |  |  | .02 Sidewalks | m³ | 1 | 61.42 | 172.5 | 45 | 104 | 150 | 300 | 65 | 75 | 100 | 50 | 120 | 45 | 120
|  | .02 | Three-pass roller compaction:
|  |  | .01 | Grid roller | m² | 1 | 3.82 | 28.75 | 4 | 4 | 110 | 80 | 4 | 10 | 10 | 70 | 250 | 25 | 2.5
|  |  | .02 | Vibratory roller | m² | 1 | 3.82 | 5.75 | 4 | 2 | 160 | 105 | 4 | 10 | 10 | 81 | 250 | 25 | 2.5
PSDM | 133.02 | Cut to fill:
8.3.4
|  | .01 | Compact to 93% of modified AASHTO |  | m³ | 1 | 70.66 | 67.85 | 40 | 55 | 200 | 345 | 95 | 105 | 100 | 25 | 120 | 65 | 57
maximum density (gravel material)
|  | .02 | Compact to 95% of modified AASHTO |  | m³ | 1 | 70.66 | 67.85 | 60 | 55 | 200 | 360 | 95 | 105 | 150 | 27 | 150 | 71.5 | 57
maximum density (sand)
PSDM | 133.03 | Selected layer using material from
8.3.5 |  | designated borrow pits or excavations:
|  | .01 | Compacted to 90% of modified ASSHTO density |  | m³ | 1 | 67.33 | 128 | 60 | 51 | 200 | 400 | 65 | 275 | 110 | 60 | 110 | 125 | 55
|  | .02 | Compacted to 93% of modified ASSHTO density |  | m³ | 1 | 67.33 | - | - | - | - | - | 65 | - | - | 60 | - | 156.25 | -
|  | .03 | Compacted to 100% of modified ASSHTO density (Sand) |  | m³ | 1 | 67.33 | - | - | - | - | - | 65 | - | - | 60 | - | 195.31 | -
PSDM | 133.04 | Cut to spoil from:
8.3.7
|  | .01 | Soft excavation |  | m³ | 1 | 115.81 | 98.9 | 200 | 170 | 250 | 290 | 85 | 150 | 100 | 95 | 95 | 75 | 65
|  | .02 | Intermediate excavation |  | m³ | 1 | 128.06 | 102.35 | 250 | 170 | 350 | 335 | 150 | 250 | 150 | 102 | 120 | 169 | 195
|  | .03 | Hard excavation |  | m³ | 1 | 703.99 | 1081 | 350 | 230 | 450 | 440 | 750 | 1500 | 200 | 900 | 450 | 290 | 650
|  | .04 | Boulder excavation, class A |  | m³ | 1 | 135.02 | 1081 | 450 | 230 | 550 | 495 | 250 | 500 | 250 | 1250 | 550 | 400 | 1200
|  | .05 | Boulder excavation, class B |  | m³ | 1 | 135.02 | 575 | 600 | 230 | 750 | 550 | 750 | 500 | 350 | 1550 | 650 | 450 | 1200
8.3.11 | 133.05 | Extra over items 133.02, 133.03
for temporary stockpiling of
|  | material |  |  | m³ | 1 | 12.44 | 46 | 60 | 47 | 450 | 265 | 40 | 75 | 65 | 80 | 350 | 55 | 65
| 133.06 | Extra over items 133.04 and 133.02 for obtaining material from commercial sources
|  | .01 | Sand G7 material compacted to 100% modifies for AASHTO density |  | m³ | 1 | 213.15 | - | - | - | - | - | 457.05 | - | - | 180 | - | - | 240
PSDM | 133.07 | Final finishing and cleaning up of the
8.3.18 |  | Site of the Works |  |  | sum | 1 | 12772.3 | 6900 | 100000 | 4300 | 2500 | 25000 | 3000 | 20000 | 10000 | 6000 | 100000 | 25000 | 5000
PSDM | 133.08 | Scarify, mix and compact existing
8.3.22 |  | layerworks (top 150mm) |  |  | m³ | 1 | 169.62 | 57.5 | 60 | 113 | 260 | 170 | 150 | 175 | 100 | 48 | 190 | 65 | 45
PSDM | 133.09 | Extra over item 133.02 for benching into existing layerwork with steps as indicated on drawing DM1200DM-01 |  |  | m | 1
8.3.23 | [6 empty] | 56.91 | 36.8 | 200 | 156 | 100 | 110 | 25 | 50 | 250 | 53 | 150 | 90 | 85
PSDM | 133.1 | Tie in with existing road edge |  |  | m | 1 | 56.91 | 36.8 | 55 | 6 | 155 | 95 | 25 | 50 | 350 | 47 | 250 | 300 | 85
8.3.24
TOTAL SECTION 1200 DM CARRIED TO SUMMARY | [6 empty] | 14955.13 | 10532.05 | 102468 | 6027 | 6985 | 29665 | 6225.05 | 23905 | 12395 | 10788 | 103925 | 27657.06 | 9169

## 1200G
SECTION 1200 G
PAYMENT | [6 empty] | JVZ CONSTRUCTION | EXEO KHOKELA | ERGOFLEX 520 cc JV CROSSROOTS | GUS Botes Civils CC | AR PROJECTS & DEVELOPMENTS | FOUR STONES CIVIL CC | TRIPLE C MAINTENANCE & SERVICE | WF CONSTRUCTION | KAYALIHLE TRADING | PREMIER ATTRACTION 219 ICON CIVILS | NANGA TRADING CC | EZAMAZIZI TRADING ENTERPRISE | SHC Civils and Maintenance
REFERS | ITEM |  |  | DESCRIPTION | UNIT | QUAN-
TO | NO |  |  |  |  | TITY
SABS | 140.00 | CONCRETE (STRUCTURAL)
1200 G
SCHEDULED FORMWORK ITEMS
8.2.1 | 140.01 | Rough:
|  | .01 | Vertical formwork: |  | m² | 1 | 395.58 | 540.5 | 250 | 645 | 475 | 185 | 104.19 | 350 | 275 | 145 | 48.5 | 245 | 600
|  | .02 | Horizontal formwork: |  | m² | 1 | 453.58 | 690 | 350 | 714 | 475 | 225 | 56.92 | 400 | 450 | 145 | 48.5 | 210 | 900
8.2.2 | 140.02 | Smooth:
|  | .01 | Vertical formwork for heights of: |  | m² | 1 | 552.21 | 540.5 | 250 | 680 | 625 | 225 | 114.6 | 400 | 475 | 140 | 51.9 | 269.5 | 600
|  | .02 | Horizontal formwork for lengths of: |  | m² | 1 | 585.27 | 747.5 | 0.35 | 782 | 625 | 275 | 162.67 | 450 | 350 | 140 | 51.9 | 231 | 900
PSG | 140.03 | Box out holes/form voids:
8.2.6
|  | .01 | Small circular, of diameter up to and
including 0,35 m², and in the following
depth ranges:
|  |  | .01 | 0 m up to and including 0,5 m | number | 1 | 625.94 | 253 | 350 | 326 | 150 | 550 | 302.54 | 300 | 250 | 46 | 150 | 250 | 250
|  | .02 | Small other than circular, of area up
to and including 0,1 m², and in the
following depth ranges:
|  |  | .01 | 0 m up to and including 0,5 m | number | 1 | 567.94 | 299 | 450 | 326 | 200 | 550 | 144.9 | 450 | 375 | 27 | 150 | 250 | 350
|  | .03 | Large, circular, of diameter over
0,35 m² up to and including 1,0 m² and
in the following depth ranges:
|  |  | .01 | 0 m up to and including 0,5 m | number | 1 | 886.88 | 575 | 600 | 521 | 250 | 565 | 458.4 | 600 | 550 | 46 | 250 | 350 | 450
|  | .04 | Large, other than circular, of area
over 0,1 m² and up to and including
0,8 m², and in the following depth
ranges:
|  |  | .01 | 0 m up to and including 0,5 m | number | 1 | 828.88 | 920 | 1000 | 521 | 300 | 450 | 410 | 800 | 750 | 95 | 250 | 333.33 | 550
|  | .05 | Area around an active water pipeline (Up to 500mmØ): |  | m² | 1 | 886.88 | 977.5 |  |  |  | 755 | 162.61 | 850 | 500 | 78 | 350 | 210 | 750
[9 empty] | 250 | 586 | 575
SCHEDULED REINFORCEMENT ITEMS
8.3.1 | 140.04 | High-tensile steel bars |  |  | t | 1 | 14668.53 | 16100 | 15000 | 10925 | 14000 | 18500 | 19536 | 17500 | 15000 | 14000 | 3500 | 14500 | 15000
8.3.2 | 140.05 | High-tensile welded mesh in the
following:
|  | .01 | Mesh 193 |  | kg | 1 | 20.91 | 16.1 | 40 | 13 | 210 | 350 | 33.43 | 35 | 85 | 13 | 315 | 25 | 20
|  | .02 | Mesh 395 |  | kg | 1 | 20.91 | 16.1 | 60 | 13 | 25 | 420 | 19.42 | 55 | 105 | 13 | 315 | 25 | 30
SCHEDULED CONCRETE ITEMS
8.4.2 | 140.06 | Blinding layer (20MPa) |  |  | m³ | 1 | 2219.95 | 1886 | 1500 | 1668 | 1980 | 2500 | 2695 | 1650 | 1650 | 1380 | 1800 | 1650 | 2700
8.4.3 | 140.07 | Strength concrete:
(Only granite aggregate allowed)
|  | .01 | Standard Concrete:
|  |  | .01 | Class 25 MPa/19 mm concrete | m³ | 1 | 1905.71 | 2242.5 | 1900 | 1974 | 2230 | 3000 | 2550 | 1650 | 1650 | 1672 | 2500 | 1850 | 2700
|  |  | .02 | Class 30 MPa/19 mm concrete | m³ | 1 | 1978.79 | 2242.5 | 3000 | 2062 | 2410 | 3200 | 2562 | 1850 | 1850 | 2046 | 2500 | 2035 | 2800
8.4.3 | 140.07 |  | .03 | Class 35 MPa/19 mm concrete | m³ | 1 | 2051.87 | 2265.5 | 3500 | 2166 | 2600 | 3350 | 2575 | 1950 | 2150 | 2486 | 2500 | 2238.5 | 3000
| (cont.) |  | .04 | Class 40 MPa/19 mm concrete | m³ | 1 | 2124.95 | 2277 | 4100 | 2302 | 2850 | 3500 | 2587.5 | 2000 | 2350 | 2068 | 2500 | 2462.35 | 3500
|  |  | .05 | Class 50 MPa/19 mm concrete | m³ | 1 | 2271.11 | 2461 | 4800 | 2808 | 3150 | 4000 | 2787.5 | 2250 | 2550 | 2244 | 2500 | 2708.59 | 4000
|  | .02 | Concrete with Penetron / XYPEX /
similar approved waterproofing additives:
(Only granite aggregate allowed)
|  |  | .01 | Class 25 MPa/19 mm concrete | m³ | 1 | 2453.81 | 2714 | 1900 | 2340 | 2730 | 3250 | 3062.5 | 2150 | 1850 | 2486 | 3500 | 2035 | 400
|  |  | .02 | Class 30 MPa/19 mm concrete | m³ | 1 | 2526.89 | 2829 | 3000 | 2475 | 2910 | 3350 | 3062.5 | 2350 | 2050 | 2486 | 3500 | 2238.5 | 400
|  |  | .03 | Class 35 MPa/19 mm concrete | m³ | 1 | 2599.97 | 2944 | 3500 | 2594 | 3100 | 3500 | 3062.5 | 2450 | 2350 | 2486 | 3500 | 2462.35 | 400
|  |  | .04 | Class 40 MPa/19 mm concrete | m³ | 1 | 2673.05 | 3059 | 4100 | 2674 | 3350 | 4100 | 3062.5 | 2550 | 2550 | 2486 | 3500 | 2708.59 | 400
8.4.4 | 140.08 | Unformed surface finishes:
|  | .01 | Wood-floated finishes to:
|  |  | .01 | All concrete surfaces | m² | 1 | 29 | 23 | 90 | 29 | 35 | 95 | 30 | 17.5 | 35 | 145 | 35 | 35 | 125
|  | .02 | Steel-floated finishes to:
|  |  | .01 | All concrete surfaces | m² | 1 | 34.8 | 28.75 | 90 | 40 | 40 | 115 | 32.62 | 25 | 65 | 145 | 45 | 40 | 125
PSG | 140.09 | Joints:
8.5
|  | .01 | Expansion joints
|  |  | .01 | 10mm Jointex or similar approved
compressible membrane filled with
an approved polyslphide sealant/
|  |  |  | polyurethane sealant | m | 1 | 101.5 | 138 | 40 | 127 | 30 | 65 | 18 | 75 | 75 | 200 | 450 | 90 | 350
|  | .02 | Construction joints
|  |  | .01 | Horizontal construction joint in
walls with 1,6mm thick 300mm
wide galvanized steel plate
|  |  |  | (300mm overlap) | m | 1 | 259.84 | 207 | 60 | 230 | 450 | 110 | 80.31 | 150 | 135 | 284 | 450 | 120 | 128
|  |  | .02 | Vertical construction joint
at 70 degrees with scabbled
surface to expose aggregate
with 250mm PVC waterstop
|  |  |  | supercast rearguard "R" | m | 1 | 360.47 | 402.5 | 70 | 253 | 700 | 125 | 35 | 225 | 175 | 305 | 650 | 120 | 320
PSG | 140.09 | .03 | Saw joints
8.5 | (cont.)
|  |  | .01 | 3mm wide 30mm deep joint in top
|  |  |  | of concrete | m | 1 | 17.59 | 46 | 40 | 58 | 30 | 55 | 35 | 25 | 45 | 472.5 | 60 | 65 | 180
|  |  | .02 | 4mm wide 40mm deep joint in top
|  |  |  | of concrete | m | 1 | 20.99 | 55.2 | 40 | 63 | 45 | 58 | 38 | 30 | 65 | 630 | 65 | 70 | 180
|  | .04 | Sealing of joints with sealant:
|  |  | .01 | SikaSwell S-2 sealant | m | 1 | 145 | 230 | 60 | 3173 | 38 | 125 | 558.25 | 35 | 155 | 109 | 90 | 90 | 350
|  |  | .02 | Sikaflex PRO-3WF | m | 1 | 110.2 | 138 | 90 | 3598 | 38 | 145 | 16.15 | 45 | 175 | 114 | 120 | 90 | 350
|  | .05 | Sealing of joints with seal:
|  |  | .01 | Polychord backing strip | m | 1 | 7.89 | 11.5 | 90 | 3 | 45 | 85 | 2.56 | 15 | 90 | 2 | 120 | 75 | 150
|  |  | .02 | 100mm wide bitumen strip tape | m | 1 | 40.6 | 46 | 120 | 35 | 65 | 55 | 42.3 | 35 | 135 | 24 | 90 | 75 | 250
PSG | 140.10 | Grouting:
8.7
|  | .01 | High Strength Grouts:
|  |  | .01 | SikaGrout-212 or similar approved | m² | 1 | 378.74 | 529 | 70 | 145 | 55 | 455 | 37.55 | 85 | 275 | 33 | - | 140 | 350
PSG | 140.11 | HD bolts and miscellaneous metal work:
8.8 |  | .01 | Stainless steel grade 316 full threaded
bolts of 50mm in length including nuts:
|  |  | .01 | M8 A4-70 bolt | Number | 1 | 141.2 | 34.5 | 880 | 6 | 17 | 75 | 10.5 | 45 | 55 | 7.5 | 90 | 150 | 30
|  |  | .02 | M12 A4-70 bolt | Number | 1 | 175.42 | 40.25 | 1200 | 11 | 25 | 85 | 26.54 | 50 | 85 | 12.8 | 150 | 202.5 | 40
|  | .02 | Stainless steel grade 316 full threaded
bolts of 75mm in length including nuts:
|  |  | .01 | M8 A4-70 bolt | Number | 1 | 210.22 | 46 | 950 | 9 | 17 | 85 | 12.92 | 50 | 55 | 103.118 | 150 | 172.5 | 30
|  |  | .02 | M12 A4-70 bolt | Number | 1 | 260.1 | 51.75 | 1300 | 21 | 25 | 95 | 35.01 | 65 | 85 | 118 | 160 | 232.88 | 40
|  | .03 | Stainless steel grade 316 full threaded
bolts of 90mm in length including nuts:
|  |  | .01 | M16 A4-70 bolt | Number | 1 | 262.99 | 80.5 | 1100 | 43 | 20 | 105 | 63.55 | 75 | 55 | 103.118 | 250 | 198.38 | 50
|  |  | .02 | M20 A4-70 bolt | Number | 1 | 307.07 | 92 | 1500 | 67 | 30 | 115 | 130.5 | 90 | 85 | 118 | 290 | 267.81 | 60
|  | .04 | Stainless steel grade 316 full threaded
bolts of 100mm in length including nuts:
|  |  | .01 | M16 A4-70 bolt | Number | 1 | 274.59 | 103.5 | 1300 | 32 | 20 | 110 | 70.61 | 80 | 55 | 109 | 250 | 228.13 | 50
|  |  | .02 | M20 A4-70 bolt | Number | 1 | 323.31 | 115 | 1700 | 82 | 30 | 115 | 131.12 | 95 | 85 | 123 | 290 | 307.98 | 60
|  | .05 | Stainless steel grade 316 full threaded
bolts of 120mm in length including nuts:
|  |  | .01 | M16 A4-70 bolt | Number | 1 | 302.43 | 161 | 1500 | 75 | 35 | 115 | 89.52 | 105 | 55 | 109 | 250 | 262.35 | 70
|  |  | .02 | M20 A4-70 bolt | Number | 1 | 388.27 | 172.5 | 1900 | 98 | 45 | 120 | 161.58 | 115 | 85 | 123 | 290 | 354.17 | 80
|  | .06 | Concrete anchor screws:
(Anchor screws to be stainless steel
grade 316 - anchors to be removed and
delivered to municipality)
|  |  | .01 | Formscaff recoverable anchor
|  |  |  | screw M20 x 120mm | number | 1 | 290 | 483 | 550 | 58 | 35 | 185 | 180 | 350 | 200 | 12 | 250 | 250 | 220
|  |  | .02 | Formscaff recoverable anchor
|  |  |  | screw M20 x 200mm | number | 1 | 324.8 | 586.5 | 650 | 81 | 45 | 225 | 220 | 440 | 240 | 12 | 250 | 450 | 220
|  | .07 | Stainless Steel Grade 316 Access ladder as per drawing DM1200G-01 for lenghts:
|  |  | .01 | 0 - 1,0m | number | 1 | 4827 | 3576.5 | 450 | - | 7550 | 655 | 1500 | 7500 | 2500 | 16000 | 550 | 3540 | 220
|  |  | .02 | 1,0 - 2,0m | number | 1 | 5324.4 | 6175.5 | 600 | - | 15100 | 875 | 3000 | 1000 | 3500 | 28000 | 1120 | 4779 | 220
|  |  | .03 | 2,0 - 3,0m | number | 1 | 9171.57 | 14662.5 | 700 | - | 22650 | 1255 | 4500 | 15000 | 4500 | 38000 | 1800 | 6451.65 | 350
|  |  | .04 | 3,0 - 4,0m | number | 1 | 9507.97 | 20642.5 | 800 | - | 30200 | 2255 | 6000 | 20000 | 6500 | 50000 | 2200 | 8709.73 | 350
|  |  | .05 | 4,0 - 5,0m | number | 1 | 8557.65 | 25127.5 | 1200 | - | 37750 | 3250 | 7500 | 27500 | 8500 | 61500 | 3000 | 11758.13 | 350
|  | .08 | Stainless steel grade 316 vent pipe as per drawing DM1200G-02 Up to 300mm thick concrete slab. |  | number | 1 | 6124.8 | 13742.5 | 450 | 1955 | 650 | 750 | 2500 | 3500 | 2850 | 1260 | 450 | 350 | 180
|  | .10 | Galvanized butterfly ties for brickwalls
to SABS 28 standards for:
|  |  | .01 | 150mm long tie | number | 1 | 1.16 | 2.3 | 90 | 4 | - | 45 | 250 | 2.5 | 20 | 3 | 35 | 125 | 150
|  |  | .02 | 200mm long tie | number | 1 | 1.74 | 5.75 | 120 | 10 | - | 55 | 300 | 4 | 40 | 4 | 65 | 168.75 | 250
|  | .11 | Galvanized hoop irons |  | number | 1 | 34.8 | 28.75 | 90 | 10 | 69 | 255 | 150 | 35 | 20 | 6.5 | 65 | 75 | 150
PSG | 140.12 | Testing for watertightness: |  |  | litre | 1 | 0.34 | 1.73 | 3500 | 1 | 45 | 1550 | 550 | 50 | 3500 | 180 | 3 | 50 | 250
8.9
PSG | 140.13 | Brickwork:
8.10
|  | .01 | ROK (NFX) brick with minimum of
14MPa compressive strength including
brickforce and butterfly ties for wall
thickness of:
|  |  | .01 | Single Brick | m² | 1 | 297.54 | 402.5 | 450 | 403 | 427 | 650 | 400 | 275 | 425 | 650 | 350 | 294 | 400
|  |  | .02 | Double Brick | m² | 1 | 595.02 | 632.5 | 550 | 690 | 808 | 1250 | 800 | 550 | 850 | 1100 | 450 | 396.9 | 800
|  |  | .03 | Cavity Wall | m² | 1 | 693.62 | 644 | 700 | 805 | 813 | 1350 | 800 | 550 | 925 | 1320 | 650 | 394 | 800
PSG | 140.16 | Plasterwork:
8.11
|  | .01 | Standard 1:3 Mortar Mix Plaster
|  |  | .01 | Plaster, 15 mm thick | m² | 1 | 93.84 | 103.5 | 80 | 69 | 85 | 125 | 37.5 | 95 | 75 | 35 | 90 | 65 | 250
|  |  | .02 | Plaster, 20 mm thick | m² | 1 | 105.97 | 126.5 | 90 | 81 | 85 | 135 | 62.5 | 105 | 100 | 48 | 110 | 87.75 | 350
|  | .02 | Mortar mix with Sika / XYPEX /
similar approved waterproofing additives:
|  |  | .01 | Plaster, 15 mm thick | m² | 1 | 99.75 | 138 | 80 | 104 | 185 | 155 | 46.87 | 110 | 185 | 50 | 150 | 65 | 400
|  |  | .02 | Plaster, 20 mm thick | m² | 1 | 113.76 | 172.5 | 90 | 115 | 185 | 175 | 78.12 | 135 | 225 | 67 | 180 | 87.75 | 600
PSG | 140.17 | Screeds:
8.12
|  | .01 | Floor screeds (1:3) with falls including
V-joints to form panels and a smooth
|  |  | towelled finish power float finish to top: |  | m² | 1 | 146.59 | 138 | 90 | 270 | 90 | 225 | 82.5 | 100 | 275 | 140 | 250 | 95 | 250
PSG | 140.18 | Cast in of pipes without puddle flanges:
8.13
|  | .01 | Up to 300 mm nominal bore for the
following wall thickness:
|  |  | .01 | 0mm - 150mm | number | 1 | 625.94 | 345 | 80 | 575 | 250 | 500 | 250 | 350 | 1050 | 54 | 250 | 250 | 250
|  |  | .02 | 150mm - 300mm | number | 1 | 643.34 | 345 | 90 | 575 | 350 | 750 | 500 | 350 | 1050 | 99 | 350 | 325 | 250
|  | .02 | Over 300 mm up to 900 mm nominal
bore:
|  |  | .01 | 0mm - 150mm | number | 1 | 678.14 | 690 | 90 | 920 | 250 | 650 | 750 | 575 | 1250 | 250 | 350 | 227.27 | 400
|  |  | .02 | 150mm - 300mm | number | 1 | 695.54 | 690 | 100 | 920 | 350 | 750 | 1500 | 575 | 1250 | 268 | 350 | 295.45 | 400
|  |  | .03 | 300mm - 600mm | number | 1 | 712.94 | 690 | 110 | 920 | 450 | 900 | 2250 | 650 | 1250 | 290 | 450 | 384.09 | 600
|  |  | .04 | 600mm - 900mm | number | 1 | 730.34 | 690 | 130 | 920 | 550 | 1050 | 3000 | 650 | 1250 | 314 | 450 | 499.32 | 600
PSG | 140.19 | Cast in of pipes with puddle flanges:
8.14
|  | .01 | Up to 300 mm nominal bore for the
following wall thickness:
|  |  | .01 | 0mm - 150mm | number | 1 | 660.74 | 345 | 120 | 575 | 4250 | 600 | 250 | 350 | 2050 | 54 | 350 | 412.5 | 400
|  |  | .02 | 150mm - 300mm | number | 1 | 681.62 | 345 | 150 | 575 | 4350 | 700 | 250 | 350 | 2050 | 99 | 350 | 536.25 | 400
PSG | 140.19 | .02 | Over 300 mm up to 900 mm nominal
8.14 |  |  | bore:
|  |  | .01 | 0mm - 150mm | number | 1 | 681.62 | 690 | 130 | 920 | 4250 | 750 | 750 | 575 | 3500 | 250 | 450 | 375 | 400
|  |  | .02 | 150mm - 300mm | number | 1 | 727.55 | 690 | 170 | 920 | 4350 | 850 | 1500 | 575 | 3500 | 268 | 450 | 487.5 | 400
|  |  | .03 | 300mm - 600mm | number | 1 | 775.4 | 690 | 190 | 920 | 4450 | 950 | 2250 | 650 | 3500 | 290 | 550 | 633.75 | 600
|  |  | .04 | 600mm - 900mm | number | 1 | 1074.38 | 690 | 210 | 920 | 4550 | 1050 | 3000 | 650 | 3500 | 314 | 550 | 823.88 | 600
PSG | 140.20 | Chamfers:
8.16
|  | .01 | Wood Chamfers placed within
formwork prior to casting:
|  |  | .01 | 25mm x 25mm | m | 1 | 39.32 | 28.75 | 60 | 35 | 45 | 65 | 25 | 15 | 45 | 16 | 55 | 45 | 125
|  |  | .02 | 35mm x 35mm | m | 1 | 41.15 | 34.5 | 90 | 41 | 60 | 85 | 31.25 | 20 | 45 | 17.5 | 65 | 45 | 125
|  |  | .03 | 50mm x 50mm | m | 1 | 50.29 | 86.25 | 100 | 55 | 75 | 95 | 39.06 | 35 | 65 | 36 | 75 | 45 | 150
PSG | 140.21 | Waterproofing:
8.17
|  | .01 | Sika Cemflex Slurry and Cemflex fabric
or similar approved, applied strictly
according to the manufacturers
specification for the following:
|  |  | .01 | Walls | m² | 1 | 198 | 322 | 65 | 173 | 55 | 255 | 35.93 | 185 | 250 | 40 | 250 | 85 | 290
|  |  | .02 | Floors | m² | 1 | 198 | 322 | 80 | 173 | 55 | 275 | 35.93 | 175 | 250 | 40 | 350 | 85 | 290
|  | .02 | Sika BlackSeal T-140SG torch on | [7 empty] | 320 | 225 | - | 300 | 950 |  | - | 85
|  |  | waterproofing membrane or similar | [15 empty] | 390
approved, applied strictly according to
the manufacturers specification
for the following:
|  |  | .01 | Walls | m² | 1 | 302.5 | 270.25 | 60 | 207 | 320 | 325 | 371 | 325 | 1050 | 76 | 250 | 85 | 390
|  |  | .02 | Floors | m² | 1 | 302.5 | 253 | 80 | 207 | 320 | 325 | 371 | 350 | 1050 | 76 | 350 | 85 | 390
|  |  | .03 | Roof | m² | 1 | 302.5 | 248 | 100 | 207 | 450 | 355 | 371 | 375 | 1050 | 76 | 450 | 85 | 390
TOTAL SECTION 1200 G CARRIED TO SUMMARY | [6 empty] | - | - | - | - | - | - | - | - | - | - | - | - | -

## 1200L
SECTION 1200 L
PAYMENT | [6 empty] | JVZ CONSTRUCTION | EXEO KHOKELA | ERGOFLEX 520 cc JV CROSSROOTS | GUS Botes Civils CC | AR PROJECTS & DEVELOPMENTS | FOUR STONES CIVIL CC | TRIPLE C MAINTENANCE & SERVICE | WF CONSTRUCTION | KAYALIHLE TRADING | PREMIER ATTRACTION 219 ICON CIVILS | NANGA TRADING CC | EZAMAZIZI TRADING ENTERPRISE | SHC civils and Maintenanace
REFERS | ITEM |  |  | DESCRIPTION | UNIT | QUAN-
TO | NO |  |  |  |  | TITY
SABS | 150.00 | MEDIUM-PRESSURE PIPELINES | [16 empty] | No Quote on basket
1200 L
NOTE:
|  | .01 | All flanges equal and smaller than
250mm shall comply with BS 10 Table D,
and pipes larger than 250mm shall comply
with SABS 1123 Table 1600/3. Gaskets are
to be universal non-asbestos grade, made
from aramid and glass fibres with a nitrile
rubber binder. Gasket formerly known as
"CAF" gaskets)
|  | .02 | All flanges & couplers to receive
corrosion protection as per detail drawing
DM1200L-01
|  | .03 | All bolts to be stainless steel grade 316
full threaded and treated with a nickel
anti-seize compound. No washers to
be allowed for.
PSL | 150.01 | Supply, lay and bed on class C bedding,
8.2.1(a) |  | excluding couplings:
|  | .01 | HDPE PE-100 PN-16 water pipes of length less than 50m (Pipe in 6m lengths)
|  |  | .01 | 110mm dia | m | 1 | 226.48 | 163.03 | 60 | 149 | 615 | 500 | 231.9 | 150 | 143 | 144 | 91.5 | 237.14 | -
|  |  | .02 | 160mm dia | m | 1 | 378.38 | 310.23 | 80 | 298 | 776 | 550 | 398.63 | 200 | 312 | 300 | 165.45 | 504.34 | -
|  |  | .03 | 200mm dia | m | 1 | 559.82 | 471.31 | 120 | 465 | 950 | 715 | 579.02 | 350 | 440 | 469 | 291.3 | 798.26 | -
|  |  | .04 | 250mm dia | m | 1 | 815.01 | 717.41 | 140 | 722 | 1221 | 875 | 857.13 | 500 | 550 | 731 | 465.22 | 1287.57 | -
|  |  | .05 | 315mm dia | m | 1 | 1232.5 | 1167.48 | 160 | 1136 | 1664 | 985 | 1308.63 | 700 | 1128 | 1197 | 704.5 | 1955.57 | -
|  |  | .06 | 355mm dia | m | 1 | 1543.68 | 1461.88 | 190 | 1440 | 2006 | 1243 | 1641.56 | 1000 | 1350 | 1475 | 937.33 | 2536.73 | -
|  |  | .07 | 400mm dia | m | 1 | 1930.11 | 1854.66 | 210 | 1825 | 2416 | 1355 | 2063.48 | 1500 | 1700 | 1873 | 1188.2 | 3438.53 | -
|  |  | .08 | 450mm dia | m | 1 | 2416.59 | 2316.96 | 240 | 2297 | 2924 | 1550 | 2586.21 | 2000 | 2150 | 2365 | 1507.15 | 4325.3 | -
|  |  | .09 | 500mm dia | m | 1 | 2956.39 | 2852.66 | 270 | 2827 | 3716 | 1585 | 3175.75 | 2300 | 2666 | 2920 | 2796.51 | 5177 | -
|  |  | .10 | 560mm dia | m | 1 | 3704.91 | 3549.56 | 300 | 3537 | 4480 | 2250 | 3965.3 | 3000 | 3400 | 3663 | 3650 | 6229.1 | -
|  |  | .11 | 630mm dia | m | 1 | 4711.44 | 4540.58 | 320 | 4467 | 5483 | 2350 | 5000.03 | 3800 | 4300 | 4635 | 4428.33 | 7281.2 | -
|  |  | .12 | 710mm dia | m | 1 | 5949.18 | 5809.8 | 340 | 6496 | 6759 | 2655 | 6320.02 | 5000 | 5220 | 6052 | 5921 | 3333.3 | -
|  |  | .13 | 800mm dia | m | 1 | 7501.16 | 7307.1 | 370 | 8220 | 8599 | 2965 | 8007.56 | 8000 | 6700 | 7672 | 7122.86 | 9385.4 | -
|  |  | .14 | 900mm dia | m | 1 | 9493.14 | 9243.7 | 400 | 10403 | 10646 | 3250 | 10081.31 | 10000 | 8600 | 9706 | 9016.81 | 10437.5 | -
|  |  | .15 | 1000mm dia | m | 1 | 11643.03 | 11373.88 | 580 | 12752 | 12855 | 3865 | 12363.89 | 14000 | 10800 | 11918 | 11157.74 | 11489.6 | -
-
PSL | 150.01 | .02 | HDPE PE-100 PN-16 water pipes of | [15 empty] | -
8.2.1(a) | (cont.) |  | length greater than 50m (Pipe in 6m lengths): | [15 empty] | -
|  |  | .01 | 110mm dia | m | 1 | 194.71 | 163.03 | 70 | 149 | 615 | 500 | 231.9 | 150 | 143 | 144 | 91.5 | 237.04 | -
|  |  | .02 | 160mm dia | m | 1 | 346.61 | 310.23 | 90 | 298 | 776 | 550 | 398.63 | 200 | 312 | 300 | 165.45 | 504.34 | -
|  |  | .03 | 200mm dia | m | 1 | 518.3 | 471.31 | 130 | 465 | 950 | 715 | 579.02 | 350 | 440 | 469 | 297.33 | 798.26 | -
|  |  | .04 | 250mm dia | m | 1 | 775.88 | 717.41 | 150 | 722 | 1221 | 875 | 857.13 | 500 | 550 | 731 | 465.22 | 1287.57 | -
|  |  | .05 | 315mm dia | m | 1 | 1195.62 | 1167.48 | 170 | 1136 | 1664 | 985 | 1308.63 | 700 | 1128 | 1197 | 704.5 | 1955.57 | -
|  |  | .06 | 355mm dia | m | 1 | 1502.55 | 1461.88 | 200 | 1440 | 2006 | 1243 | 1641.56 | 1000 | 1350 | 1475 | 937.33 | 2536.73 | -
|  |  | .07 | 400mm dia | m | 1 | 1893.62 | 1854.66 | 220 | 1825 | 2416 | 1355 | 2063.48 | 1500 | 1700 | 1873 | 1188.2 | 3438.53 | -
|  |  | .08 | 450mm dia | m | 1 | 2376.83 | 2316.96 | 250 | 2297 | 2924 | 1550 | 2586.21 | 2000 | 2150 | 2365 | 1507.15 | 4325.3 | -
|  |  | .09 | 500mm dia | m | 1 | 2916.64 | 2852.66 | 280 | 2827 | 3716 | 1585 | 3175.75 | 2300 | 2666 | 2920 | 2796.51 | 5177 | -
|  |  | .10 | 560mm dia | m | 1 | 3651.08 | 3549.56 | 320 | 3537 | 4480 | 2250 | 3965.3 | 3000 | 3400 | 3663 | 3650 | 6225.1 | -
|  |  | .11 | 630mm dia | m | 1 | 4656.97 | 4540.58 | 340 | 4467 | 5483 | 2350 | 5000.03 | 3800 | 4300 | 4635 | 4425.33 | 7281.2 | -
|  |  | .12 | 710mm dia | m | 1 | 5895.63 | 5809.8 | 360 | 6496 | 6759 | 2655 | 6320.02 | 5000 | 5220 | 6052 | 5921 | 8333.3 | -
|  |  | .13 | 800mm dia | m | 1 | 7447.59 | 7307.1 | 390 | 8220 | 8599 | 2965 | 8007.66 | 8000 | 6700 | 7672 | 7122.86 | 9385.4 | -
|  |  | .14 | 900mm dia | m | 1 | 9419.4 | 9243.7 | 450 | 10403 | 10646 | 3250 | 10081.31 | 10000 | 8600 | 9706 | 9016.81 | 10437.5 | -
|  |  | .15 | 1000mm dia | m | 1 | 11556.5 | 11373.88 | 550 | 12752 | 12855 | 3865 | 12363.89 | 14000 | 10800 | 11918 | 11157.74 | 11489.6 | -
-
-
|  | .03 | HDPE PE-100 PN-16 water pipes of | [15 empty] | -
PSL | 150.01 |  | length less than 50m (Pipe in 12m lengths): | [15 empty] | -
8.2.1(a) | (cont.) |  | .01 | 110mm dia | m | 1 | 226.48 | 163.03 | 60 | 149 | 1231 | 500 | 231.9 | 150 | 143 | 144 | 91.8 | 237.14 | -
|  |  | .02 | 160mm dia | m | 1 | 378.38 | 310.23 | 80 | 298 | 1553 | 550 | 398.63 | 200 | 312 | 300 | 165.45 | 504.34 | -
|  |  | .03 | 200mm dia | m | 1 | 559.82 | 471.31 | 120 | 465 | 1901 | 715 | 579.02 | 350 | 440 | 469 | 297.33 | 798.26 | -
|  |  | .04 | 250mm dia | m | 1 | 815.01 | 717.41 | 140 | 722 | 2443 | 875 | 857.13 | 500 | 550 | 731 | 465.22 | 1287.57 | -
|  |  | .05 | 315mm dia | m | 1 | 1232.5 | 1167.48 | 160 | 1136 | 3329 | 985 | 1308.63 | 700 | 1128 | 1197 | 704.5 | 1955.57 | -
|  |  | .06 | 355mm dia | m | 1 | 1543.68 | 1461.88 | 190 | 1440 | 4013 | 1243 | 1641.56 | 1000 | 1350 | 1475 | 937.33 | 2536.73 | -
|  |  | .07 | 400mm dia | m | 1 | 1930.11 | 1854.66 | 210 | 1825 | 4832 | 1355 | 2063.48 | 1500 | 1700 | 1873 | 1188.2 | 3438.53 | -
|  |  | .08 | 450mm dia | m | 1 | 2416.59 | 2316.96 | 240 | 2297 | 5848 | 1550 | 2586.21 | 2000 | 2150 | 2365 | 1507.15 | 4325.3 | -
|  |  | .09 | 500mm dia | m | 1 | 2956.39 | 2852.66 | 270 | 2827 | 7432 | 1585 | 3175.75 | 2300 | 2666 | 2920 | 2796.51 | 5177 | -
|  |  | .10 | 560mm dia | m | 1 | 3704.91 | 3549.56 | 300 | 3537 | 8961 | 2250 | 3965.3 | 3000 | 3400 | 3663 | 3650 | 6229.1 | -
|  |  | .11 | 630mm dia | m | 1 | 4710.8 | 4540.58 | 320 | 4467 | 10967 | 2350 | 5000.03 | 3800 | 4300 | 4635 | 4428.33 | 7281.2 | -
|  |  | .12 | 710mm dia | m | 1 | 5949.18 | 5809.8 | 340 | 6496 | 13518 | 2655 | 6320.02 | 5000 | 5220 | 6052 | 5921 | 8333.3 | -
|  |  | .13 | 800mm dia | m | 1 | 7501.16 | 7307.1 | 370 | 8220 | 17199 | 2965 | 8007.66 | 8000 | 6700 | 7672 | 7125.8 | 9385.4 | -
|  |  | .14 | 900mm dia | m | 1 | 9493.16 | 9243.7 | 400 | 10403 | 21272 | 3250 | 10081.31 | 10000 | 8600 | 9706 | 9016.81 | 10437.5 | -
|  |  | .15 | 1000mm dia | m | 1 | 11643.03 | 11373.88 | 550 | 12752 | 25689 | 3865 | 12363.89 | 14000 | 10800 | 11918 | 11157.74 | 11489.6 | -
-
|  | .04 | HDPE PE-100 PN-16 water pipes of | [15 empty] | -
|  |  | length greater than 50m (Pipe in 12m lengths): | [15 empty] | -
|  |  | .01 | 110mm dia | m | 1 | 194.71 | 163.03 | 70 | 149 | 1231 | 500 | 231.9 | 150 | 143 | 144 | 91.5 | 237.14 | -
|  |  | .02 | 160mm dia | m | 1 | 346.61 | 310.23 | 90 | 298 | 1553 | 550 | 398.63 | 200 | 312 | 300 | 165.45 | 504.34 | -
|  |  | .03 | 200mm dia | m | 1 | 518.3 | 471.31 | 130 | 465 | 1901 | 715 | 579.02 | 350 | 440 | 469 | 297.33 | 798.26 | -
|  |  | .04 | 250mm dia | m | 1 | 775.88 | 717.41 | 150 | 722 | 2443 | 875 | 857.13 | 500 | 550 | 731 | 456.22 | 1287.57 | -
|  |  | .05 | 315mm dia | m | 1 | 1195.62 | 1167.48 | 170 | 1136 | 3329 | 985 | 1308.63 | 700 | 1128 | 1197 | 704.5 | 1955.57 | -
|  |  | .06 | 355mm dia | m | 1 | 1502.55 | 1461.88 | 200 | 1440 | 4013 | 1243 | 1641.56 | 1000 | 1350 | 1475 | 937.33 | 2536.73 | -
|  |  | .07 | 400mm dia | m | 1 | 1893.62 | 1854.66 | 220 | 1825 | 4832 | 1355 | 2063.48 | 1500 | 1700 | 1873 | 1188.2 | 3438.53 | -
|  |  | .08 | 450mm dia | m | 1 | 2376.83 | 2316.96 | 250 | 2297 | 5848 | 1550 | 2586.21 | 2000 | 2150 | 2365 | 1567.16 | 4325.3 | -
|  |  | .09 | 500mm dia | m | 1 | 2916.64 | 2852.66 | 280 | 2827 | 7432 | 1585 | 3175.75 | 2300 | 2666 | 2920 | 2976.5 | 5177 | No Quote on basket
|  |  | .10 | 560mm dia | m | 1 | 3651.08 | 3549.56 | 320 | 3537 | 8961 | 2250 | 3965.3 | 3000 | 3400 | 3663 | 3650 | 6229.1
|  |  | .11 | 630mm dia | m | 1 | 4632.95 | 4540.58 | 340 | 4467 | 10967 | 2350 | 5000.03 | 3800 | 4300 | 4635 | 4428.33 | 7281.2
|  |  | .12 | 710mm dia | m | 1 | 5895.62 | 5809.8 | 360 | 6496 | 13578 | 2655 | 6320.02 | 5000 | 5220 | 6052 | 5921 | 8333.3 | -
|  |  | .13 | 800mm dia | m | 1 | 7447.6 | 7307.1 | 390 | 8220 | 17199 | 2965 | 8007.66 | 8000 | 6700 | 7672 | 7125.86 | 9885.4 | -
|  |  | .14 | 900mm dia | m | 1 | 9398.52 | 9243.7 | 450 | 10403 | 21272 | 3250 | 10081.31 | 10000 | 8600 | 9706 | 9016.81 | 10437.5 | -
|  |  | .15 | 1000mm dia | m | 1 | 11556.51 | 11373.88 | 550 | 12752 | 25689 | 3865 | 12363.89 | 14000 | 10800 | 11918 | 11157.74 | 11489.6 | -
-
|  | .05 | HDPE PE-100 PN-16 water pipes of length less than 50m (Pipe length as per specifications) | [15 empty] | -
|  |  | .01 | 20mm dia | m | 1 | 71.09 | 30.44 | 40 | 6 | 473 | 180 | 33.08 | 20 | 15 | 6 | 15 | 11.69 | -
|  |  | .02 | 25mm dia | m | 1 | 73.35 | 32.74 | 50 | 8 | 475 | 200 | 35.95 | 25 | 25 | 8.5 | 25 | 18.37 | -
|  |  | .03 | 32mm dia | m | 1 | 77.57 | 36.19 | 60 | 13 | 479 | 215 | 41.1 | 50 | 35 | 13.5 | 35 | 26.72 | -
|  |  | .04 | 40mm dia | m | 1 | 84.53 | 43.09 | 70 | 20 | 487 | 250 | 49.39 | 50 | 55 | 21.5 | 35 | 41.75 | -
|  |  | .05 | 50mm dia | m | 1 | 94.93 | 53.44 | 80 | 30 | 498 | 350 | 61.38 | 80 | 65 | 33 | 56 | 68.47 | -
|  |  | .06 | 63mm dia | m | 1 | 112.29 | 70.69 | 90 | 47 | 516 | 400 | 80.56 | 80 | 85 | 54 | 56 | 96.86 | -
|  |  | .07 | 75mm dia | m | 1 | 131.25 | 91.73 | 100 | 70 | 535 | 450 | 101.09 | 110 | 98 | 75 | 63 | 135.27 | -
|  |  | .08 | 90mm dia | m | 1 | 159.6 | 119.33 | 110 | 102 | 566 | 550 | 132.6 | 110 | 138 | 108 | 90.56 | 233.8 | -
|  |  | .09 | 110mm dia | m | 1 | 209.08 | 164.18 | 130 | 149 | 599 | 650 | - | 150 | 148 | 120 | 107.29 | 237.14 | -
-
|  | .06 | HDPE PE-100 PN-16 water pipes of length greater than 50m (Pipe length as per specifications) | [15 empty] | -
|  |  | .01 | 20mm dia | m | 1 | 46.97 | 30.44 | 50 | 6 | 473 | 180 | 33.08 | 20 | 15 | 6 | 15 | 11.69 | -
|  |  | .02 | 25mm dia | m | 1 | 49.23 | 32.74 | 60 | 8 | 475 | 200 | 35.95 | 25 | 25 | 8.5 | 25 | 18.37 | -
|  |  | .03 | 32mm dia | m | 1 | 53.45 | 36.19 | 70 | 13 | 479 | 215 | 41.1 | 50 | 35 | 13.5 | 35 | 26.72 | -
|  |  | .04 | 40mm dia | m | 1 | 60.41 | 43.09 | 80 | 20 | 487 | 250 | 49.39 | 50 | 55 | 21.5 | 35 | 41.75 | -
|  |  | .05 | 50mm dia | m | 1 | 70.81 | 53.44 | 90 | 30 | 498 | 350 | 61.38 | 80 | 65 | 33 | 56 | 68.47 | -
|  |  | .06 | 63mm dia | m | 1 | 88.17 | 70.69 | 110 | 47 | 516 | 400 | 80.56 | 80 | 85 | 54 | 56 | 96.86 | -
|  |  | .07 | 75mm dia | m | 1 | 107.13 | 91.73 | 130 | 70 | 535 | 450 | 101.09 | 110 | 98 | 75 | 63.55 | 135.27 | -
|  |  | .08 | 90mm dia | m | 1 | 135.48 | 119.33 | 150 | 102 | 566 | 550 | 132.6 | 110 | 138 | 108 | 90.56 | 233.8 | -
|  |  | .09 | 110mm dia | m | 1 | 184.96 | 164.18 | 170 | 149 | 599 | 650 | - | 150 | 148 | 120 | 107.29 | 237.14 | -
-
PSL | 150.01 | Supply, lay and bed on class C bedding, | [16 empty] | -
8.2.1(a) |  | excluding couplings: | [16 empty] | -
-
|  | .07 | HDPE PE-100 PN-12.5 water pipes of length less than 50m (Pipe in 6m lengths): | [15 empty] | -
|  |  | .01 | 110mm dia | m | 1 | 202.18 | 140.03 | 70 | 125 | 590 | 500 | 191.52 | 150 | 143 | 119 | 91.5 | 187.7 | -
|  |  | .02 | 160mm dia | m | 1 | 327.59 | 260.78 | 90 | 249 | 723 | 550 | 327.61 | 200 | 312 | 247 | 165.45 | 390.78 | -
|  |  | .03 | 200mm dia | m | 1 | 479.86 | 394.26 | 130 | 387 | 866 | 715 | 393.5 | 350 | 440 | 386 | 297.33 | 459.25 | -
|  |  | .04 | 250mm dia | m | 1 | 690.32 | 597.81 | 150 | 600 | 1089 | 875 | 706.87 | 500 | 550 | 604 | 465.22 | 985.3 | -
|  |  | .05 | 315mm dia | m | 1 | 1035.13 | 976.58 | 170 | 944 | 1455 | 985 | 1077.42 | 700 | 1128 | 958 | 704.5 | 1503 | -
|  |  | .06 | 355mm dia | m | 1 | 1292.8 | 1219.23 | 200 | 1196 | 1740 | 1243 | 1345.43 | 1000 | 1350 | 1216 | 937.33 | 1988.97 | -
|  |  | .07 | 400mm dia | m | 1 | 1611.46 | 1546.46 | 220 | 1515 | 2078 | 1355 | 1707.99 | 1500 | 1700 | 1544 | 1188.2 | 2640.27 | -
|  |  | .08 | 450mm dia | m | 1 | 2015.89 | 1929.41 | 250 | 1905 | 2497 | 1550 | 2120.88 | 2000 | 2150 | 1951 | 1507.15 | 3416.48 | -
|  |  | .09 | 500mm dia | m | 1 | 2459.39 | 2371.96 | 280 | 2341 | 3189 | 1585 | 2618.12 | 2300 | 2666 | 2409 | 2796.51 | 4250.15 | -
|  |  | .10 | 560mm dia | m | 1 | 3081.87 | 2946.96 | 320 | 2929 | 3820 | 2250 | 3255.47 | 3000 | 3400 | 3022 | 3650 | 5100.18 | -
|  |  | .11 | 630mm dia | m | 1 | 3862.33 | 3719.48 | 340 | 3697 | 4648 | 2350 | 3598 | 3800 | 4300 | 3825 | 4428.33 | 6120.22 | -
|  |  | .12 | 710mm dia | m | 1 | 5074.26 | 4963.4 | 360 | 5598 | 5914 | 2655 | 5396.87 | 5000 | 5220 | 6220 | 5921 | 7344.26 | -
|  |  | .13 | 800mm dia | m | 1 | 6482.18 | 6321.55 | 390 | 7088 | 7534 | 2965 | 6847.52 | 8000 | 6700 | 7892 | 7125.56 | 8813.11 | -
|  |  | .14 | 900mm dia | m | 1 | 7885.61 | 7688.9 | 450 | 8618 | 8954 | 3250 | 8320.06 | 10000 | 8600 | 9590 | 9016.81 | 10575.73 | -
|  |  | .15 | 1000mm dia | m | 1 | 9470.72 | 9272.83 | 550 | 10478 | 10702 | 3865 | 10131.46 | 14000 | 10800 | 11677 | 11157.74 | 12690.88 | -
-
PSL | 150.01 | .08 | HDPE PE-100 PN-12.5 water pipes of | [15 empty] | -
8.2.1(a) | (cont.) |  | length greater than 50m (Pipe in 6m lengths): | [15 empty] | -
|  |  | .01 | 110mm dia | m | 1 | 170.41 | 140.03 | 60 | 125 | 590 | 500 | 191.52 | 150 | 143 | 119 | 91.5 | 183.7 | -
|  |  | .02 | 160mm dia | m | 1 | 295.83 | 260.78 | 80 | 249 | 723 | 550 | 327.61 | 200 | 312 | 247 | 165.45 | 390.78 | -
|  |  | .03 | 200mm dia | m | 1 | 438.34 | 394.26 | 120 | 387 | 866 | 715 | 393.5 | 350 | 440 | 386 | 297.33 | 459.25 | -
|  |  | .04 | 250mm dia | m | 1 | 651.19 | 597.81 | 140 | 600 | 1089 | 875 | 706.87 | 500 | 550 | 604 | 465.22 | 985.3 | -
|  |  | .05 | 315mm dia | m | 1 | 998.25 | 976.58 | 160 | 944 | 1455 | 985 | 1077.42 | 700 | 1128 | 958 | 704.5 | 1503 | -
|  |  | .06 | 355mm dia | m | 1 | 1251.68 | 1219.23 | 190 | 1196 | 1740 | 1243 | 1345.43 | 1000 | 1350 | 1216 | 937.33 | 1988.97 | -
|  |  | .07 | 400mm dia | m | 1 | 1574.97 | 1546.46 | 210 | 1515 | 2078 | 1355 | 1707.99 | 1500 | 1700 | 1544 | 1188.2 | 2640.27 | -
|  |  | .08 | 450mm dia | m | 1 | 1976.14 | 1929.41 | 240 | 1905 | 2497 | 1550 | 2120.88 | 2000 | 2150 | 1951 | 1507.15 | 3413.48 | -
|  |  | .09 | 500mm dia | m | 1 | 2419.64 | 2371.96 | 270 | 2341 | 3189 | 1585 | 2618.12 | 2300 | 2666 | 2409 | 2796.51 | 4250.15 | -
|  |  | .10 | 560mm dia | m | 1 | 3028.04 | 2946.96 | 300 | 2929 | 3820 | 2250 | 3255.47 | 3000 | 3400 | 3022 | 3650 | 5100.18 | -
|  |  | .11 | 630mm dia | m | 1 | 3808.5 | 3719.48 | 320 | 3697 | 4648 | 2350 | 3598 | 3800 | 4300 | 3825 | 4428.33 | 6120.22 | -
|  |  | .12 | 710mm dia | m | 1 | 5020.7 | 4963.4 | 340 | 5598 | 5914 | 2655 | 5396.87 | 5000 | 5220 | 6220 | 5921 | 7344.26 | -
|  |  | .13 | 800mm dia | m | 1 | 6428.62 | 6321.55 | 370 | 7088 | 7534 | 2965 | 6847.52 | 8000 | 6700 | 7892 | 7125.56 | 8813.11 | -
|  |  | .14 | 900mm dia | m | 1 | 7811.87 | 7688.9 | 400 | 8618 | 8954 | 3250 | 8320.06 | 10000 | 8600 | 9590 | 9016.81 | 10575.73 | -
|  |  | .15 | 1000mm dia | m | 1 | 9384.2 | 9272.83 | 550 | 10478 | 10702 | 3865 | 10131.46 | 14000 | 10800 | 11677 | 11157.74 | 12690.88 | -
-
|  | .09 | HDPE PE-100 PN-12.5 water pipes of | [15 empty] | -
|  |  | length less than 50m (Pipe in 12m lengths): | [15 empty] | -
|  |  | .01 | 110mm dia | m | 1 | 202.18 | 140.03 | 70 | 125 | 1179 | 500 | 191.52 | 150 | 143 | 119 | 91.5 | 183.7 | -
|  |  | .02 | 160mm dia | m | 1 | 327.59 | 260.78 | 90 | 249 | 1446 | 550 | 327.61 | 200 | 312 | 247 | 165.45 | 390.78 | -
|  |  | .03 | 200mm dia | m | 1 | 479.86 | 394.26 | 130 | 387 | 1732 | 715 | 393.5 | 350 | 440 | 386 | 297.33 | 459.25 | -
|  |  | .04 | 250mm dia | m | 1 | 690.32 | 597.81 | 150 | 600 | 2179 | 875 | 706.87 | 500 | 550 | 604 | 465.22 | 985.3 | -
|  |  | .05 | 315mm dia | m | 1 | 1035.13 | 976.58 | 170 | 944 | 2910 | 985 | 1077.42 | 700 | 1128 | 958 | 704.5 | 1503 | -
|  |  | .06 | 355mm dia | m | 1 | 1292.8 | 1219.23 | 200 | 1196 | 3481 | 1243 | 1345.43 | 1000 | 1350 | 1216 | 937.33 | 1988.97 | -
|  |  | .07 | 400mm dia | m | 1 | 1611.46 | 1546.46 | 220 | 1515 | 4157 | 1355 | 1707.99 | 1500 | 1700 | 1544 | 1188.2 | 2640.27 | -
|  |  | .08 | 450mm dia | m | 1 | 2015.89 | 1929.41 | 250 | 1905 | 4995 | 1550 | 2120.88 | 2000 | 2150 | 1951 | 1507.15 | 3413.48 | -
|  |  | .09 | 500mm dia | m | 1 | 2459.39 | 2371.96 | 280 | 2341 | 6378 | 1585 | 2618.12 | 2300 | 2666 | 2409 | 2796.51 | 4250.15 | -
|  |  | .10 | 560mm dia | m | 1 | 3081.87 | 2946.96 | 320 | 2929 | 7641 | 2250 | 3255.47 | 3000 | 3400 | 3022 | 3650 | 5100.18 | -
|  |  | .11 | 630mm dia | m | 1 | 3862.33 | 3719.48 | 340 | 3697 | 9296 | 2350 | 3598 | 3800 | 4300 | 3825 | 4428.33 | 6120.22 | -
|  |  | .12 | 710mm dia | m | 1 | 5074.26 | 4963.4 | 360 | 5598 | 11828 | 2655 | 5396.87 | 5000 | 5220 | 6220 | 5921 | 7344.26 | -
|  |  | .13 | 800mm dia | m | 1 | 6482.18 | 6321.55 | 390 | 7088 | 15068 | 2965 | 6847.52 | 8000 | 6700 | 7892 | 7125.56 | 8813.11 | -
|  |  | .14 | 900mm dia | m | 1 | 7885.61 | 7688.9 | 450 | 8618 | 17909 | 3250 | 8320.06 | 10000 | 8600 | 9590 | 9016.81 | 10575.73 | -
|  |  | .15 | 1000mm dia | m | 1 | 9470.72 | 9272.83 | 550 | 10478 | 21405 | 3865 | 10131.46 | 14000 | 10800 | 11677 | 11157.74 | 12690.88 | No Quote on basket
|  | .10 | HDPE PE-100 PN-12.5 water pipes of
|  |  | length greater than 50m (Pipe in 12m lengths): | [15 empty] | -
|  |  | .01 | 110mm dia | m | 1 | 170.41 | 140.03 | 70 | 125 | 1179 | 500 | 191.52 | 150 | 143 | 119 | 91.5 | 183.7 | -
|  |  | .02 | 160mm dia | m | 1 | 295.83 | 260.78 | 90 | 249 | 1446 | 550 | 327.61 | 200 | 312 | 247 | 165.45 | 390.78 | -
PSL | 150.01 |  | .03 | 200mm dia | m | 1 | 438.34 | 394.26 | 130 | 387 | 1732 | 715 | 393.5 | 350 | 440 | 386 | 297.33 | 459.25 | -
8.2.1(a) | (cont.) |  | .04 | 250mm dia | m | 1 | 651.19 | 597.81 | 150 | 600 | 2179 | 875 | 706.87 | 500 | 550 | 604 | 465.22 | 985.3 | -
|  |  | .05 | 315mm dia | m | 1 | 998.25 | 976.58 | 170 | 944 | 2910 | 985 | 1077.42 | 700 | 1128 | 958 | 704.5 | 1503 | -
|  |  | .06 | 355mm dia | m | 1 | 1251.68 | 1219.23 | 200 | 1196 | 3481 | 1243 | 1345.43 | 1000 | 1350 | 1216 | 937.38 | 1988.97 | -
|  |  | .07 | 400mm dia | m | 1 | 1574.97 | 1546.46 | 220 | 1515 | 4157 | 1355 | 1707.99 | 1500 | 1700 | 1544 | 1188.2 | 2640.27 | -
|  |  | .08 | 450mm dia | m | 1 | 1976.14 | 1929.41 | 250 | 1905 | 4995 | 1550 | 2120.88 | 2000 | 2150 | 1951 | 1507.15 | 3413.48 | -
|  |  | .09 | 500mm dia | m | 1 | 2419.64 | 2371.96 | 280 | 2341 | 6378 | 1585 | 2618.12 | 2300 | 2666 | 2409 | 2796.51 | 4250.15 | -
|  |  | .10 | 560mm dia | m | 1 | 3028.04 | 2946.96 | 320 | 2929 | 7641 | 2250 | 3255.47 | 3000 | 3400 | 3022 | 3650 | 5100.18 | -
|  |  | .11 | 630mm dia | m | 1 | 3805.6 | 3719.48 | 340 | 3687 | 9296 | 2350 | 3598 | 3800 | 4300 | 3825 | 4428 | 6120.22 | -
|  |  | .12 | 710mm dia | m | 1 | 5017.11 | 4963.4 | 360 | 5598 | 11828 | 2655 | 5396.87 | 5000 | 5220 | 6220 | 5921 | 7344.26 | -
|  |  | .13 | 800mm dia | m | 1 | 6428.62 | 6321.55 | 390 | 7088 | 15068 | 2965 | 6847.52 | 8000 | 6700 | 7892 | 7125.86 | 8813.11 | -
|  |  | .14 | 900mm dia | m | 1 | 7811.87 | 7688.9 | 450 | 8618 | 17909 | 3250 | 8320.06 | 10000 | 8600 | 9590 | 9016.81 | 10575.73 | -
|  |  | .15 | 1000mm dia | m | 1 | 9371.18 | 9272.83 | 550 | 10478 | 21405 | 3865 | 10131.46 | 14000 | 10800 | 11677 | 11157.74 | 12690.88 | -
-
|  | .11 | HDPE PE-100 PN-12.5 water pipes of length less than 50m (Pipe length as per specifications) | [15 empty] | -
|  |  | .01 | 20mm dia | m | 1 | 70.7 | 30.44 | 40 | 6 | 472 | 165 | 35.1 | 20 | 15 | 5 | 15 | 15.03 | -
|  |  | .02 | 25mm dia | m | 1 | 72.04 | 31.59 | 60 | 8 | 473 | 195 | 35.21 | 25 | 25 | 6.5 | 25 | 18.04 | -
|  |  | .03 | 32mm dia | m | 1 | 65.86 | 35.04 | 50 | 11 | 478 | 210 | 44.68 | 50 | 35 | 10.5 | 35 | 21.71 | -
|  |  | .04 | 40mm dia | m | 1 | 81.55 | 40.79 | 70 | 17 | 484 | 235 | 56.47 | 50 | 55 | 16 | 35 | 33.4 | -
|  |  | .05 | 50mm dia | m | 1 | 89.76 | 48.84 | 80 | 25 | 492 | 300 | 73.37 | 80 | 65 | 25 | 56 | 51.77 | -
|  |  | .06 | 63mm dia | m | 1 | 104.03 | 62.64 | 90 | 40 | 508 | 365 | 102.81 | 80 | 85 | 39 | 56 | 76.82 | -
|  |  | .07 | 75mm dia | m | 1 | 119.24 | 80.23 | 100 | 59 | 524 | 425 | 133.9 | 110 | 98 | 55 | 63.55 | 106.88 | -
|  |  | .08 | 90mm dia | m | 1 | 143.14 | 103.23 | 110 | 87 | 549 | 500 | 183.27 | 110 | 138 | 78 | 90.56 | 150.3 | -
|  |  | .09 | 110mm dia | m | 1 | 184.78 | 141.18 | 130 | 125 | 572 | 600 | 191.52 | 150 | 148 | 119 | 107.29 | 180.36 | -
-
|  | .12 | HDPE PE-100 PN-12.5 water pipes of length greater than 50m (Pipe length as per specifications) | [15 empty] | -
|  |  | .01 | 20mm dia | m | 1 | 46.58 | 30.44 | 50 | 6 | 472 | 165 | 35.1 | 20 | 15 | 5 | 15 | 15.03 | -
|  |  | .02 | 25mm dia | m | 1 | 47.92 | 31.59 | 60 | 8 | 473 | 195 | 35.21 | 25 | 25 | 6.5 | 25 | 18.04 | -
|  |  | .03 | 32mm dia | m | 1 | 51.86 | 35.04 | 70 | 11 | 478 | 210 | 44.68 | 50 | 35 | 10.5 | 35 | 21.71 | -
|  |  | .04 | 40mm dia | m | 1 | 57.43 | 40.79 | 80 | 17 | 484 | 235 | 56.47 | 50 | 55 | 16 | 35 | 33.4 | -
|  |  | .05 | 50mm dia | m | 1 | 65.64 | 48.84 | 90 | 25 | 492 | 300 | 73.73 | 80 | 65 | 25 | 56 | 51.77 | -
|  |  | .06 | 63mm dia | m | 1 | 79.91 | 62.64 | 110 | 40 | 508 | 365 | 102.81 | 80 | 85 | 39 | 56 | 76.82 | -
|  |  | .07 | 75mm dia | m | 1 | 95.13 | 80.23 | 130 | 59 | 524 | 425 | 133.9 | 110 | 98 | 55 | 63.55 | 106.88 | -
|  |  | .08 | 90mm dia | m | 1 | 119.02 | 103.23 | 150 | 87 | 549 | 500 | 183.27 | 110 | 138 | 78 | 90.56 | 150.3 | -
|  |  | .09 | 110mm dia | m | 1 | 138.96 | 141.18 | 170 | 125 | 572 | 600 | 191.52 | 150 | 148 | 119 | 107.29 | 180.3 | -
-
|  | .13 | HDPE PE-100 PN-10 water pipes of | [15 empty] | -
|  |  | length less than 50m (Pipe in 6m lengths): | [15 empty] | -
|  |  | .01 | 110mm dia | m | 1 | 180.48 | 118.18 | 60 | 104 | 566 | 500 | 154.58 | 150 | 143 | 96.5 | 91.5 | 175.35 | -
|  |  | .02 | 160mm dia | m | 1 | 282.46 | 217.08 | 80 | 205 | 675 | 550 | 264.04 | 200 | 312 | 202 | 165.45 | 350.7 | -
|  |  | .03 | 200mm dia | m | 1 | 410.09 | 326.41 | 120 | 319 | 792 | 715 | 386.58 | 350 | 440 | 315 | 297.33 | 459.25 | -
|  |  | .04 | 250mm dia | m | 1 | 577.18 | 487.41 | 140 | 493 | 973 | 875 | 575 | 500 | 550 | 490 | 465.22 | 851.7 | -
|  |  | .05 | 315mm dia | m | 1 | 861.53 | 808.68 | 160 | 773 | 1270 | 985 | 876.48 | 700 | 1128 | 770 | 704.5 | 1449.56 | -
|  |  | .06 | 355mm dia | m | 1 | 1072.65 | 1005.33 | 190 | 980 | 1507 | 1243 | 1094.56 | 1000 | 1350 | 990 | 937.33 | 1711.75 | -
|  |  | .07 | 400mm dia | m | 1 | 1332.04 | 1276.21 | 210 | 1240 | 1781 | 1355 | 1389.39 | 1500 | 1700 | 1256 | 1188.2 | 2319.63 | -
|  |  | .08 | 450mm dia | m | 1 | 1660.95 | 1585.56 | 240 | 1559 | 2122 | 1550 | 1724.68 | 2000 | 2150 | 1587 | 1507.15 | 3299.92 | -
|  |  | .09 | 500mm dia | m | 1 | 2022.46 | 1948.76 | 270 | 1914 | 2725 | 1585 | 2129.12 | 2300 | 2666 | 1959 | 2796.51 | 3590.5 | -
|  |  | .10 | 560mm dia | m | 1 | 2543.34 | 2416.81 | 300 | 2392 | 3239 | 2250 | 2647.53 | 3000 | 3400 | 2457 | 3650 | 4308.6 | -
|  |  | .11 | 630mm dia | m | 1 | 3168.67 | 3049.03 | 320 | 3020 | 3912 | 2350 | 3351.27 | 3800 | 4300 | 3111 | 4428.33 | 5170.32 | -
|  |  | .12 | 710mm dia | m | 1 | 5074.26 | 4111.25 | 340 | 3939 | 4979 | 2655 | 4428.22 | 5000 | 5220 | 5104 | 5921 | 6204.38 | -
|  |  | .13 | 800mm dia | m | 1 | 5273.45 | 5152 | 370 | 4992 | 6341 | 2965 | 5611.59 | 8000 | 6700 | 6468 | 7125 | 7445.22 | -
|  |  | .14 | 900mm dia | m | 1 | 6664.51 | 6507.85 | 400 | 6307 | 7768 | 3250 | 7090.85 | 10000 | 8600 | 8173 | 9016.81 | 8934.51 | -
|  |  | .15 | 1000mm dia | m | 1 | 8232.97 | 8075.68 | 550 | 7802 | 9389 | 3865 | 8770.53 | 14000 | 10800 | 10109 | 11157.74 | 10721.18 | -
-
PSL | 150.01 | .14 | HDPE PE-100 PN-10 water pipes of
8.2.1(a) | (cont.) |  | length greater than 50m (Pipe in 6m lengths):
|  |  | .01 | 110mm dia | m | 1 | 148.71 | 118.18 | 70 | 104 | 556 | 500 | 154.58 | 150 | 143 | 96.5 | 91.5 | 175.35 | -
|  |  | .02 | 160mm dia | m | 1 | 250.69 | 217.08 | 90 | 205 | 675 | 550 | 264.04 | 200 | 312 | 202 | 165.45 | 350.7 | -
|  |  | .03 | 200mm dia | m | 1 | 368.57 | 326.41 | 130 | 319 | 792 | 715 | 386.58 | 350 | 440 | 315 | 297.33 | 459.25 | -
|  |  | .04 | 250mm dia | m | 1 | 538.05 | 487.41 | 150 | 493 | 973 | 875 | 575 | 500 | 550 | 490 | 465.33 | 851.7 | -
|  |  | .05 | 315mm dia | m | 1 | 824.65 | 808.68 | 170 | 773 | 1270 | 985 | 876.48 | 700 | 1128 | 770 | 704.5 | 1449.56 | -
|  |  | .06 | 355mm dia | m | 1 | 1031.52 | 1005.33 | 200 | 980 | 1507 | 1243 | 1094.56 | 1000 | 1350 | 990 | 937.5 | 1711.75 | -
|  |  | .07 | 400mm dia | m | 1 | 1295.55 | 1276.21 | 220 | 1240 | 1781 | 1355 | 1389.39 | 1500 | 1700 | 1256 | 1188.2 | 2319.63 | -
|  |  | .08 | 450mm dia | m | 1 | 1621.2 | 1585.56 | 200 | 1559 | 2122 | 1550 | 1724.68 | 2000 | 2150 | 1587 | 1507.15 | 3299.92 | -
|  |  | .09 | 500mm dia | m | 1 | 1982.7 | 1948.76 | 280 | 1914 | 2725 | 1585 | 2129.12 | 2300 | 2666 | 1959 | 2796.51 | 3590.5 | -
|  |  | .10 | 560mm dia | m | 1 | 2480.51 | 2416.81 | 320 | 2392 | 3239 | 2250 | 2647.53 | 3000 | 3400 | 2457 | 3650 | 4308.6 | -
|  |  | .11 | 630mm dia | m | 1 | 3112.45 | 3049.03 | 340 | 3020 | 3912 | 2350 | 3351.27 | 3800 | 4300 | 3111 | 4428.33 | 5170.32 | -
|  |  | .12 | 710mm dia | m | 1 | 4139.47 | 4111.25 | 360 | 3939 | 4979 | 2655 | 4428.22 | 5000 | 5220 | 5104 | 5921 | 6204.38 | -
|  |  | .13 | 800mm dia | m | 1 | 5219.89 | 5152 | 390 | 4992 | 6341 | 2965 | 5611.59 | 8000 | 6700 | 6468 | 7125.86 | 7445.26 | -
|  |  | .14 | 900mm dia | m | 1 | 6590.77 | 6507.85 | 450 | 6307 | 7768 | 3250 | 7090.85 | 10000 | 8600 | 8173 | 9016.81 | 8934.31 | -
|  |  | .15 | 1000mm dia | m | 1 | 8146.45 | 8075.68 | 550 | 7802 | 9389 | 3865 | 8770.53 | 14000 | 10800 | 10109 | 11157.74 | 10721.18 | -
-
|  | .15 | HDPE PE-100 PN-10 water pipes of | [15 empty] | -
|  |  | length less than 50m (Pipe in 12m lengths): | [15 empty] | -
|  |  | .01 | 110mm dia | m | 1 | 180.48 | 118.18 | 60 | 104 | 1133 | 500 | 154.58 | 150 | 143 | 96.5 | 91.5 | 175.35 | -
|  |  | .02 | 160mm dia | m | 1 | 282.46 | 217.08 | 80 | 205 | 1350 | 550 | 264.04 | 200 | 312 | 202 | 165.45 | 350.7 | -
|  |  | .03 | 200mm dia | m | 1 | 410.09 | 326.41 | 120 | 319 | 1584 | 715 | 386.58 | 350 | 440 | 315 | 297.33 | 459.25 | No Quote on basket
|  |  | .04 | 250mm dia | m | 1 | 577.18 | 487.41 | 140 | 493 | 1947 | 875 | 575 | 500 | 550 | 490 | 465.22 | 851.7
|  |  | .05 | 315mm dia | m | 1 | 861.53 | 808.68 | 160 | 773 | 2541 | 985 | 876.48 | 700 | 1128 | 770 | 704.5 | 1449.56
|  |  | .06 | 355mm dia | m | 1 | 1072.65 | 1005.33 | 170 | 950 | 3014 | 1243 | 1094.56 | 1000 | 1350 | 990 | 937.33 | 1711.75 | -
|  |  | .07 | 400mm dia | m | 1 | 1332.04 | 1276.21 | 220 | 1240 | 3563 | 1355 | 1389.39 | 1500 | 1700 | 1256 | 1188.2 | 2319.63 | -
|  |  | .08 | 450mm dia | m | 1 | 1660.95 | 1585.56 | 240 | 1559 | 4244 | 1550 | 1724.68 | 2000 | 2150 | 1587 | 1507.15 | 3299.92 | -
|  |  | .09 | 500mm dia | m | 1 | 2022.46 | 1948.76 | 270 | 1914 | 5451 | 1585 | 2129.12 | 2300 | 2666 | 1959 | 2796.51 | 3590.5 | -
|  |  | .10 | 560mm dia | m | 1 | 2538.23 | 2416.81 | 300 | 2392 | 6478 | 2250 | 2647.53 | 3000 | 3400 | 2457 | 3650 | 4308.6 | -
|  |  | .11 | 630mm dia | m | 1 | 3172.57 | 3049.03 | 320 | 3020 | 7824 | 2350 | 3351.27 | 3800 | 4300 | 3111 | 4428.33 | 5170.32 | -
|  |  | .12 | 710mm dia | m | 1 | 4193.03 | 4111.25 | 340 | 3039 | 9959 | 2655 | 4428.21 | 5000 | 5220 | 5104 | 5921 | 6204.38 | -
|  |  | .13 | 800mm dia | m | 1 | 5273.45 | 5152 | 370 | 4992 | 12682 | 2965 | 5611.59 | 8000 | 6700 | 6468 | 7125.86 | 7445.26 | -
|  |  | .14 | 900mm dia | m | 1 | 6664.51 | 6507.85 | 400 | 6307 | 15537 | 3250 | 7090.85 | 10000 | 8600 | 8173 | 9016.81 | 8934.31 | -
|  |  | .15 | 1000mm dia | m | 1 | 8232.97 | 8075.68 | 550 | 7802 | 18779 | 3865 | 8770.53 | 14000 | 10800 | 10109 | 11157.74 | 10721.18 | -
-
|  | .16 | HDPE PE-100 PN-10 water pipes of | [15 empty] | -
|  |  | length greater than 50m (Pipe in 12m lengths): | [15 empty] | -
|  |  | .01 | 110mm dia | m | 1 | 148.71 | 118.18 | 70 | 104 | 1133 | 500 | 154.58 | 150 | 143 | 96.5 | 91.5 | 175.35 | -
|  |  | .02 | 160mm dia | m | 1 | 250.69 | 217.08 | 90 | 205 | 1350 | 550 | 264.04 | 200 | 312 | 202 | 165.45 | 350.7 | -
|  |  | .03 | 200mm dia | m | 1 | 368.57 | 326.41 | 130 | 319 | 1584 | 715 | 386.58 | 350 | 440 | 315 | 297.33 | 459.25 | -
|  |  | .04 | 250mm dia | m | 1 | 538.05 | 487.41 | 150 | 493 | 1947 | 875 | 575 | 500 | 550 | 490 | 465.22 | 851.7 | -
|  |  | .05 | 315mm dia | m | 1 | 824.65 | 808.68 | 170 | 773 | 2541 | 985 | 876.48 | 700 | 1128 | 770 | 704.5 | 1449.56 | -
|  |  | .06 | 355mm dia | m | 1 | 1031.52 | 1005.33 | 200 | 950 | 3014 | 1243 | 1094.56 | 1000 | 1350 | 990 | 937.33 | 1711.75 | -
|  |  | .07 | 400mm dia | m | 1 | 1295.55 | 1276.21 | 220 | 1240 | 3563 | 1355 | 1389.39 | 1500 | 1700 | 1256 | 1188.2 | 2319.63 | -
|  |  | .08 | 450mm dia | m | 1 | 1621.2 | 1585.56 | 250 | 1559 | 4244 | 1550 | 1724.68 | 2000 | 2150 | 1587 | 1507.15 | 3299.92 | -
|  |  | .09 | 500mm dia | m | 1 | 1982.7 | 1948.76 | 280 | 1914 | 5451 | 1585 | 2129.12 | 2300 | 2666 | 1959 | 2796.51 | 3590.5 | -
|  |  | .10 | 560mm dia | m | 1 | 2480.51 | 2416.81 | 320 | 2392 | 6478 | 2250 | 2647.53 | 3000 | 3400 | 2457 | 3650 | 4308.6 | -
|  |  | .11 | 630mm dia | m | 1 | 3108.22 | 3049.03 | 340 | 3020 | 7824 | 2350 | 3351.27 | 3800 | 4300 | 3111 | 4428.33 | 5170.32 | -
|  |  | .12 | 710mm dia | m | 1 | 4139.67 | 4111.25 | 360 | 3039 | 9959 | 2655 | 4428.21 | 5000 | 5220 | 5104 | 5921 | 6204.38 | -
|  |  | .13 | 800mm dia | m | 1 | 5219.89 | 5152 | 390 | 4992 | 12682 | 2965 | 5611.59 | 8000 | 6700 | 6468 | 7125 | 7445.26 | -
|  |  | .14 | 900mm dia | m | 1 | 6590.77 | 6507.85 | 450 | 6307 | 15537 | 3250 | 7090.85 | 10000 | 8600 | 8173 | 9016.81 | 8934.31 | -
|  |  | .15 | 1000mm dia | m | 1 | 8146.65 | 8075.68 | 550 | 7802 | 18779 | 3865 | 8770.53 | 14000 | 10800 | 10109 | 11157.74 | 10721.18 | -
-
|  | .17 | HDPE PE-100 PN-10 water pipes of length less than 50m (Pipe length as per specifications) | [15 empty] | -
|  |  | .01 | 20mm dia | m | 1 | 71.33 | 29.29 | 40 | 6 | 472 | 175 | 34.73 | 20 | 15 | 5 | 15 | 21.71 | -
|  |  | .02 | 25mm dia | m | 1 | 71.07 | 30.44 | 50 | 6 | 473 | 185 | 36.1 | 25 | 25 | 5.5 | 25 | 23.88 | -
|  |  | .03 | 32mm dia | m | 1 | 75.1 | 33.89 | 60 | 10 | 477 | 200 | 40.74 | 50 | 35 | 9.5 | 35 | 26.27 | -
|  |  | .04 | 40mm dia | m | 1 | 79.06 | 38.49 | 70 | 15 | 481 | 245 | 47.12 | 50 | 55 | 13 | 35 | 26.72 | -
PSL | 150.01 |  | .05 | 50mm dia | m | 1 | 89.76 | 44.24 | 80 | 21 | 488 | 285 | 61.4 | 80 | 65 | 20 | 86 | 43.42 | -
8.2.1(a) | (cont.) |  | .06 | 63mm dia | m | 1 | 97.11 | 55.74 | 90 | 33 | 500 | 350 | 84.11 | 80 | 85 | 33 | 86 | 58.45 | -
|  |  | .07 | 75mm dia | m | 1 | 109.26 | 71.03 | 100 | 50 | 513 | 425 | 108.87 | 110 | 98 | 45 | 63.55 | 80.16 | -
|  |  | .08 | 90mm dia | m | 1 | 128.78 | 89.43 | 110 | 73 | 534 | 500 | 149.32 | 110 | 138 | 6254 | 96.56 | 111.89 | -
|  |  | .09 | 110mm dia | m | 1 | 163.08 | 119.33 | 130 | 104 | 561 | 620 | 154.58 | 150 | 148 | 7000 | 107.29 | 140.28 | -
-
|  | .18 | HDPE PE-100 PN-10 water pipes of length greater than 50m (Pipe length as per specifications) | [15 empty] | -
|  |  | .01 | 20mm dia | m | 1 | 47.21 | 29.29 | 50 | 6 | 472 | 175 | 34.73 | 20 | 15 | 5 | 15 | 21.71 | -
|  |  | .02 | 25mm dia | m | 1 | 46.95 | 30.44 | 60 | 6 | 473 | 185 | 36.1 | 25 | 25 | 5.5 | 25 | 23.88 | -
|  |  | .03 | 32mm dia | m | 1 | 50.98 | 33.89 | 70 | 10 | 477 | 200 | 40.74 | 50 | 35 | 9.5 | 35 | 26.27 | -
|  |  | .04 | 40mm dia | m | 1 | 54.94 | 38.49 | 80 | 15 | 481 | 245 | 47.12 | 50 | 55 | 13 | 35 | 43.42 | -
|  |  | .05 | 50mm dia | m | 1 | 61.71 | 44.24 | 90 | 21 | 488 | 285 | 61.4 | 80 | 65 | 20 | 56 | 58.45 | -
|  |  | .06 | 63mm dia | m | 1 | 72.99 | 55.74 | 110 | 3 | 500 | 350 | 84.11 | 80 | 85 | 33 | 56 | 80.16 | -
|  |  | .07 | 75mm dia | m | 1 | 85.14 | 71.03 | 130 | 50 | 513 | 425 | 108.81 | 110 | 98 | 45 | 63.55 | - | -
|  |  | .08 | 90mm dia | m | 1 | 104.66 | 89.43 | 150 | 73 | 534 | 500 | 149.32 | 110 | 138 | 6254 | 90.56 | 111.89 | -
|  |  | .09 | 110mm dia | m | 1 | 138.96 | 119.33 | 170 | 104 | 561 | 620 | 154.58 | 150 | 148 | 7000 | 107.29 | 140.28 | -
-
|  | .19 | Ductile Iron Class K7 water pipe to EN 545:2010 | [15 empty] | -
|  |  | standards with minimum of 200g/m2 | [15 empty] | -
|  |  | external zinc coating with a bituminous paint | [15 empty] | -
|  |  | from Saint-Gobain or similar approved by | [15 empty] | -
|  |  | Drakenstein Municipality (Pipe to have a Sulphate resistant cement mortar lining): | [15 empty] | -
-
|  |  | .01 | 100m dia | m | 1 | 525.76 | 536.78 | 150 | - | 4450 | 500 | 3580.05 | 250 | 197.34 | 215 | 91.5 | 436.62 | -
|  |  | .02 | 150mm dia | m | 1 | 674.33 | 796.68 | 170 | - | 4725 | 550 | 5322.95 | 350 | 430.56 | 322.5 | 165.45 | 637.11 | -
|  |  | .03 | 200mm dia | m | 1 | 874.32 | 1076.21 | 200 | - | 5000 | 715 | 7244.2 | 500 | 607.2 | 430 | 297.33 | 796.09 | -
|  |  | .04 | 250mm dia | m | 1 | 1114.39 | 1491.36 | 220 | - | 5275 | 875 | 9776.2 | 650 | 759 | 537.5 | 465.22 | 1003 | -
|  |  | .05 | 300mm dia | m | 1 | 1318.66 | 1739.03 | 250 | - | 5550 | 985 | 11635.4 | 850 | 1556.64 | 645 | 704.5 | 1335.58 | -
|  |  | .06 | 350mm dia | m | 1 | 1608.27 | 2323.23 | 280 | - | 5825 | 1243 | 15726.2 | 1050 | 1863 | 752.5 | 937.33 | 1636.6 | -
|  |  | .07 | 400mm dia | m | 1 | 1936.61 | 2450.36 | 320 | - | 6100 | 1355 | 16486.4 | 1250 | 2364 | 1075 | 1188.2 | 1968.6 | -
|  |  | .08 | 450mm dia | m | 1 | 2294.92 | 3200.16 | 340 | - | 6375 | 1550 | 21469 | 1550 | 2967 | 1290 | 1507.15 | 2309.94 | -
|  |  | .09 | 500mm dia | m | 1 | 2599.03 | 3429.96 | 360 | - | 6650 | 1585 | 23251.2 | 1850 | 3679 | 2155 | 2796.51 | 2711.87 | -
|  |  | .10 | 600mm dia | m | 1 | 3586.13 | 4171.71 | 390 | - | 6925 | 2250 | 28441 | 2650 | 4692 | 2586 | 3650 | 3183.74 | -
|  |  | .11 | 700mm dia | m | 1 | 4962.13 | 5380.47 | 480 | - | 7200 | 2350 | 34698.02 | 2950 | 5934 | 3170 | 4428.33 | 3737.71 | -
|  |  | .12 | 800mm dia | m | 1 | 6096.17 | 7761.35 | 550 | - | 7475 | 2655 | 42331.58 | 3050 | 7203 | 4500 | 5921 | 4388.07 | -
|  |  | .13 | 900mm dia | m | 1 | 7508.7 | 10353.45 | 700 | - | 7750 | 2965 | 51664.53 | 3250 | 9246 | 6000 | 7125.86 | 5151.6 | -
[10 empty] | - | [8 empty] | -
PSL | 150.01 | .20 | Ductile Iron Class K9 water pipe to EN 545:2010 | [6 empty] | - | [8 empty] | -
8.2.1(a) | (cont.) |  | standards with minimum of 200g/m2 | [6 empty] | - | [8 empty] | -
|  |  | external zinc coating with a bituminous paint | [6 empty] | - | [8 empty] | -
|  |  | from Saint-Gobain or similar approved by | [6 empty] | - | [8 empty] | -
|  |  | Drakenstein Municipality (Pipe to have a Sulphate resistant | [6 empty] | - | [8 empty] | -
|  |  | cement mortar lining): | [6 empty] | - | [8 empty] | -
|  |  | .01 | 100m dia | m | 1 | 525.76 | 536.78 | 160 | - | 4450 | 500 | 3580.05 | 350 | 197.34 | 215 | 91.5 | 500.33 | -
|  |  | .02 | 150mm dia | m | 1 | 674.33 | 796.68 | 180 | - | 4725 | 550 | 5322.95 | 450 | 430.56 | 322.5 | 165.45 | 780.31 | -
|  |  | .03 | 200mm dia | m | 1 | 903.62 | 1076.21 | 210 | - | 5000 | 715 | 7244.2 | 650 | 607 | 430 | 297.33 | 950.4 | -
|  |  | .04 | 250mm dia | m | 1 | 1208.98 | 1491.36 | 230 | - | 5275 | 875 | 9776.2 | 750 | 759 | 537.5 | 465.22 | 1236.8 | -
|  |  | .05 | 300mm dia | m | 1 | 1488.7 | 1739.03 | 260 | - | 5550 | 985 | 11635.4 | 950 | 1556.64 | 645 | 704.5 | 1578.15 | -
|  |  | .06 | 350mm dia | m | 1 | 1893.67 | 2323.23 | 290 | - | 5825 | 1243 | 15726.2 | 1250 | 1863 | 752.5 | 937.33 | 1862.8 | No Quote on basket
|  |  | .07 | 400mm dia | m | 1 | 2276.69 | 2450.36 | 330 | - | 6100 | 1355 | 16486.4 | 1450 | 2364 | 1075 | 1188.2 | 2131.62
|  |  | .08 | 450mm dia | m | 1 | 2699.84 | 3200.16 | 350 | - | 6375 | 1550 | 21469 | 1650 | 2967 | 1290 | 1507.15 | 2502.58
|  |  | .09 | 500mm dia | m | 1 | 3069.01 | 3429.96 | 380 | - | 6650 | 1585 | 23251.2 | 1950 | 3679 | 2155 | 2996.51 | 2938.03 | -
|  |  | .10 | 600mm dia | m | 1 | 4211.61 | 4171.71 | 400 | - | 6925 | 2250 | 28441 | 2750 | 4692 | 2586 | 3650 | 3449.25 | -
|  |  | .11 | 700mm dia | m | 1 | 5746.58 | 5380.47 | 480 | - | 7200 | 2350 | 34698.02 | 3050 | 5934 | 3170 | 4428.33 | 4049.42 | -
|  |  | .12 | 800mm dia | m | 1 | 7068.65 | 7761.35 | 590 | - | 7475 | 2655 | 42331.58 | 3150 | 7203 | 4500 | 5921 | 4754.02 | -
|  |  | .13 | 900mm dia | m | 1 | 8696.22 | 10353.45 | 700 | - | 7750 | 2965 | 51664.53 | 3450 | 9246 | 6000 | 7125.86 | 5581.22 | -
[10 empty] | - | [8 empty] | -
|  | .21 | Ductile Iron Class K7 water pipe to EN 545:2010 | [6 empty] | - | [8 empty] | -
|  |  | standards with minimum of 200g/m2 | [6 empty] | - | [8 empty] | -
|  |  | external zinc coating with a bituminous paint | [6 empty] | - | [8 empty] | -
PSL | 150.01 |  | from Saint-Gobain or similar approved by | [6 empty] | - | [8 empty] | -
8.2.1(a) | (cont.) |  | Drakenstein Municipality (Pipe to have a Polyurethane lining): | [6 empty] | - | [8 empty] | -
[10 empty] | - | [8 empty] | -
|  |  | .01 | 100m dia | m | 1 | 599.12 | 536.78 | 150 | - | 4450 | 500 | 3580.05 | 250 | 197.34 | 215 | 91.5 | 436.62 | -
|  |  | .02 | 150mm dia | m | 1 | 785.99 | 796.68 | 170 | - | 4725 | 550 | 5322.95 | 350 | 430.56 | 322.5 | 165.45 | 637.11 | -
|  |  | .03 | 200mm dia | m | 1 | 1015.98 | 1076.21 | 200 | - | 5000 | 715 | 7244.2 | 500 | 607.2 | 430 | 297.33 | 796.09 | -
|  |  | .04 | 250mm dia | m | 1 | 1290.89 | 1491.36 | 220 | - | 5275 | 875 | 9776.2 | 650 | 759 | 537.5 | 465.22 | 1003 | -
|  |  | .05 | 300mm dia | m | 1 | 1531.16 | 1739.03 | 250 | - | 5550 | 985 | 11635.4 | 850 | 1556.64 | 645 | 704.5 | 1355.58 | -
|  |  | .06 | 350mm dia | m | 1 | 1856.53 | 2323.23 | 280 | - | 5825 | 1243 | 15726.2 | 1050 | 1863 | 752.5 | 937.33 | 1636.6 | -
|  |  | .07 | 400mm dia | m | 1 | 2234.7 | 2450.36 | 320 | - | 6100 | 1355 | 16486.4 | 1250 | 2364 | 1075 | 1188.2 | 1968.6 | -
|  |  | .08 | 450mm dia | m | 1 | 2651.61 | 3200.16 | 340 | - | 6325 | 1550 | 21469 | 1550 | 2967 | 1290 | 1507.15 | 2309.94 | -
|  |  | .09 | 500mm dia | m | 1 | 3011.78 | 3429.96 | 360 | - | 6650 | 1585 | 23251.2 | 1850 | 3679 | 2155 | 2796.51 | 2711.87 | -
|  |  | .10 | 600mm dia | m | 1 | 4130.86 | 4171.71 | 390 | - | 6925 | 2250 | 28441 | 2650 | 4692 | 2586 | 3650 | 3183.74 | -
|  |  | .11 | 700mm dia | m | 1 | 5656.61 | 5380.47 | 450 | - | 7200 | 2350 | 34698.02 | 2950 | 5934 | 3170 | 4428.33 | 3737.71 | -
|  |  | .12 | 800mm dia | m | 1 | 6959.29 | 7761.35 | 580 | - | 7425 | 2655 | 42331.58 | 3050 | 7203 | 4500 | 5921 | 4388.07 | -
|  |  | .13 | 900mm dia | m | 1 | 8556.4 | 10353.45 | 700 | - | 7750 | 2965 | 51664.53 | 3250 | 9246 | 6000 | 7125.86 | 5151.6 | -
-
|  | .22 | Ductile Iron Class K9 water pipe to EN 545:2010 | [15 empty] | -
|  |  | standards with minimum of 200g/m2 | [15 empty] | -
|  |  | external zinc coating with a bituminous paint | [15 empty] | -
|  |  | from Saint-Gobain or similar approved by | [15 empty] | -
|  |  | Drakenstein Municipality (Pipe to have a Polyurethane lining): | [15 empty] | -
-
|  |  | .01 | 100m dia | m | 1 | 599.12 | 536.78 | 160 |  | 4450 | 500 | 3580.05 | 350 | 197.34 | 215 | 91.5 | 500.33 | -
|  |  | .02 | 150mm dia | m | 1 | 785.99 | 796.68 | 180 |  | 4725 | 550 | 5322.95 | 450 | 430.56 | 322.5 | 165.45 | 780.31 | -
|  |  | .03 | 200mm dia | m | 1 | 1051.52 | 1076.21 | 210 |  | 5000 | 715 | 7244.2 | 650 | 607.2 | 430 | 297.33 | 950.4 | -
|  |  | .04 | 250mm dia | m | 1 | 1406.95 | 1491.36 | 230 |  | 5275 | 875 | 9776.2 | 750 | 759 | 537.5 | 465.22 | 1236.8 | -
|  |  | .05 | 300mm dia | m | 1 | 1739.26 | 1739.03 | 260 |  | 5550 | 985 | 11635.4 | 950 | 1556.64 | 645 | 704.5 | 1578.15 | -
|  |  | .06 | 350mm dia | m | 1 | 2206.54 | 2323.23 | 290 |  | 5825 | 1243 | 15726.2 | 1250 | 1863 | 752.5 | 931.33 | 1862.8 | -
|  |  | .07 | 400mm dia | m | 1 | 2651.15 | 2450.36 | 330 |  | 6100 | 1355 | 16486.4 | 1450 | 2364 | 1075 | 1188.2 | 2131.67 | -
|  |  | .08 | 450mm dia | m | 1 | 3147.67 | 3200.16 | 350 |  | 6375 | 1550 | 21469 | 1650 | 2967 | 1290 | 1507.15 | 2502.58 | -
|  |  | .09 | 500mm dia | m | 1 | 3587.67 | 3429.96 | 380 |  | 6650 | 1585 | 23251.2 | 1950 | 3679 | 2155 | 2796.51 | 2938.03 | -
|  |  | .10 | 600mm dia | m | 1 | 3600.67 | 4171.71 | 400 |  | 6925 | 2250 | 28441 | 2750 | 4692 | 2586 | 3650 | 3449.25 | -
|  |  | .11 | 700mm dia | m | 1 | 6617.78 | 5380.47 | 480 |  | 7200 | 2350 | 34698.02 | 3050 | 5934 | 3170 | 4428.35 | 4049.42 | -
|  |  | .12 | 800mm dia | m | 1 | 8150.96 | 7761.35 | 590 |  | 7475 | 2655 | 42331.58 | 3150 | 7203 | 4500 | 5921 | 4754.02 | -
|  |  | .13 | 900mm dia | m | 1 | 8556.4 | 10353.45 | 700 |  | 7750 | 2965 | 51664.53 | 3450 | 9246 | 6000 | 7125.86 | 5581.22 | -
-
|  | .23 | uPVC class 12 water pipe for lengths less than 50m (6m pipe lengths): | [15 empty] | -
-
|  |  | .01 | 90 mm dia |  |  | 141.78 | - | - |  |  |  | 108.07 |  | - | - | - | 153.64 | -
|  |  | .02 | 110mm dia | m | 1 | 159.62 | 107.83 | 40 | 80 | 539 | 250 | 133.73 | 90 | 92 | 72 | 91.5 | 183.7 | -
|  |  | .03 | 160mm dia | m | 1 | 257.11 | 196.38 | 50 | 97 | 556 | 275 | 245.12 | 185 | 120 | 90 | 107.23 | 390.78 | -
|  |  | .04 | 200mm dia | m | 1 | 361.69 | 295.36 | 60 | 189 | 653 | 715 | 377.14 | 275 | 400 | 186 | 357.5 | 459.25 | -
|  |  | .05 | 250mm dia | m | 1 | 524.58 | 440.26 | 80 | 448 | 753 | 875 | 596.24 | 465 | 594 | 286 | 426.79 | 985.3 | -
|  |  | .06 | 315mm dia | m | 1 | 795.61 | 720.13 | 120 | 693 | 919 | 985 | 928.36 | 725 | 990 | 452 | 671.47 | 1503 | -
|  |  | .07 | 355mm dia | m | 1 | 991.8 | 904.13 | 160 | 900 | 1171 | 1243 | 1041.56 | 750 | 1220 | 704 | 857.01 | 1988.97 | -
|  |  | .08 | 400mm dia | m | 1 | 1259.72 | 1142.59 | 180 | 1141 | 1384 | 1355 | 1323.68 | 850 | 1695 | 916 | 1563.16 | 2640.27 | -
|  |  | .09 | 450mm dia | m | 1 | 1572.11 | 1416.29 | 210 |  | 1632 | 1550 | 1679.1 | 950 | 2260 | 1164 | 1926.25 | 3413.48 | -
|  |  | .10 | 500mm dia | m | 1 | 1926.63 | 1779.91 | 250 |  | 1952 | 1585 | 2124.25 | 1050 | 2800 | 1300 | 2440.98 | 4250.15 | -
-
|  | .24 | uPVC class 12 water pipe for lengths greater than 50m (6m pipe lengths): | [15 empty] | -
-
|  |  | .01 | 90 mm dia | m | 1 | 106.08 | - | - |  |  |  | 108.07 |  | - | - | - | 153.64 | -
|  |  | .02 | 110mm dia | m | 1 | 156.58 | 107.83 | 50 | 80 | 539 | 250 | 133.73 | 95 | 92 | 72 | 90.55 | 183.7 | -
|  |  | .03 | 160mm dia | m | 1 | 226.51 | 196.38 | 60 | 97 | 556 | 275 | 245.12 | 195 | 120 | 90 | 107.23 | 390.78 | -
|  |  | .04 | 200mm dia | m | 1 | 328.77 | 295.36 | 70 | 189 | 653 | 715 | 377.14 | 285 | 400 | 186 | 357.5 | 459.25 | -
|  |  | .05 | 250mm dia | m | 1 | 501.63 | 440.26 | 90 | 448 | 753 | 875 | 596.24 | 475 | 594 | 286 | 426.79 | 985.3 | -
|  |  | .06 | 315mm dia | m | 1 | 770.35 | 720.13 | 140 | 693 | 919 | 985 | 928.36 | 735 | 990 | 452 | 671.47 | 1503 | -
|  |  | .07 | 355mm dia | m | 1 | 966.53 | 904.13 | 180 | 900 | 1171 | 1243 | 1041.56 | 770 | 1220 | 704 | 857.01 | 1988.97 | -
|  |  | .08 | 400mm dia | m | 1 | 1235.22 | 1142.59 | 220 | 1141 | 1304 | 1355 | 1323.68 | 870 | 1695 | 916 | 1363.16 | 2640.27 | -
PSL | 150.01 |  | .09 | 450mm dia | m | 1 | 1558.14 | 1416.29 | 240 |  | 1632 | 1550 | 1621.2 | 975 | 2260 | 1164 | 1926.25 | 3413.48 | -
8.2.1(a) | (cont.) |  | .10 | 500mm dia | m | 1 | 1913.32 | 1779.91 | 270 |  | 1952 | 1585 | 2051 | 1150 | 2800 | 1300 | 2440.98 | 4250.15 | -
-
|  | .25 | uPVC class 10 water pipe for lengths less than | [15 empty] | -
|  |  | 50m (6m pipe lengths): | [15 empty] | -
|  |  | .01 | 90 mm dia |  |  | 125.85 | - | - | 63 | - |  | 88.11 |  | - | - | - | 128.03 | -
|  |  | .02 | 110mm dia | m | 1 | 140.59 | 94.03 | 40 | 76 | 526 | 250 | 103.78 | 90 | 92 | 59 | 82.81 | 175.35 | -
|  |  | .03 | 160mm dia | m | 1 | 213.31 | 153.83 | 50 | 150 | 536 | 275 | 192.77 | 185 | 120 | 70 | 179.66 | 350.7 | -
|  |  | .04 | 200mm dia | m | 1 | 295.1 | 232.11 | 60 | 229 | 613 | 715 | 296.16 | 275 | 400 | 146.5 | 267.35 | 459.25 | -
|  |  | .05 | 250mm dia | m | 1 | 422.23 | 347.11 | 80 | 355 | 692 | 875 | 466.46 | 465 | 594 | 224.5 | 443.82 | 851.7 | -
|  |  | .06 | 315mm dia | m | 1 | 626.78 | 576.38 | 120 | 550 | 821 | 985 | 732.54 | 725 | 990 | 354 | 671.47 | 1449.56 | -
|  |  | .07 | 355mm dia | m | 1 | 780.16 | 706.33 | 160 | 712 | 1023 | 1243 | 821.25 | 750 | 1220 | 555.5 | 857.01 | 1711.75 | -
|  |  | .08 | 400mm dia | m | 1 | 988.31 | 888.44 | 180 | 889 | 1190 | 1355 | 1029.5 | 850 | 1695 | 723 | 1133.92 | 2319.61 | -
|  |  | .09 | 450mm dia | m | 1 | 1228.49 | 1103.49 | 210 |  | 1373 | 1550 | 1284.7 | 950 | 2260 | 906 | 1491.54 | 3299.92 | -
|  |  | .10 | 500mm dia | m | 1 | 1506.91 | 1346.36 | 250 |  | 1573 | 1585 | 1570.35 | 1050 | 2800 | 1100 | 1834.71 | 3590.5 | -
No Quote on basket
|  | .26 | uPVC class 10 water pipe for lengths greater than 50m (6m pipe lengths):
|  |  | .01 | 90 mm dia |  |  | 90.15 | - | - | 63 | - |  | 88.11 |  | - | - | - | 128.03 | -
|  |  | .02 | 110mm dia | m | 1 | 137.56 | 94.03 | 50 | 76 | 526 | 250 | 103.78 | 95 | 92 | 72 | 82.81 | 175.35 | -
|  |  | .03 | 160mm dia | m | 1 | 182.71 | 153.83 | 60 | 150 | 536 | 275 | 192.77 | 195 | 120 | 90 | 179.66 | 350.7 | -
|  |  | .04 | 200mm dia | m | 1 | 262.12 | 232.11 | 70 | 229 | 613 | 715 | 296.16 | 285 | 400 | 186 | 267.35 | 459.25 | -
|  |  | .05 | 250mm dia | m | 1 | 399.38 | 347.11 | 90 | 355 | 692 | 875 | 466.46 | 475 | 594 | 286 | 443.82 | 851.7 | -
|  |  | .06 | 315mm dia | m | 1 | 601.51 | 576.38 | 140 | 550 | 821 | 985 | 732.54 | 735 | 990 | 452 | 671.47 | 1449.56 | -
|  |  | .07 | 355mm dia | m | 1 | 754.89 | 706.33 | 180 | 712 | 1023 | 1243 | 821.25 | 770 | 1220 | 704 | 857.01 | 1711.75 | -
|  |  | .08 | 400mm dia | m | 1 | 964.13 | 888.44 | 220 | 889 | 1190 | 1355 | 1029.5 | 870 | 1695 | 3916 | 1153.92 | 2319.63 | -
|  |  | .09 | 450mm dia | m | 1 | 1214.51 | 1103.49 | 240 |  | 1373 | 1550 | 1284.7 | 975 | 2260 | 1164 | 1491.54 | 3299.92 | -
|  |  | .10 | 500mm dia | m | 1 | 1493.61 | 1346.36 | 220 |  | 1573 | 1585 | 1570.35 | 1150 | - | 1300 | 1834.71 | 3590.5 | -
-
|  | .27 | mPVC class 12 water pipe for lengths less than | [15 empty] | -
|  |  | 50m (6m pipe lengths): | [15 empty] | -
|  |  | .01 | 50mm dia | m | 1 | 86.43 | 37.34 | 35 | - | 503 | 200 | 21.28 | 50 | 68 | 30 | 20.41 | 38.41 | -
|  |  | .02 | 63mm dia | m | 1 | 93.75 | 44.24 | 40 | - | 521 | 285 | 32.8 | 55 | 75 | 38 | 31.31 | 51.77 | -
|  |  | .03 | 75mm dia (socketed pipes) | m | 1 | 103.73 | 54.59 | 45 | - | 542 | 345 | 46.99 | 60 | 80 | 45 | 42.61 | 81.83 | -
|  |  | .04 | 90 mm dia (socketed pipes) | m | 1 | 115.62 | 67.85 | 50 | - | 574 | 450 | 67.38 | 85 | 92 | 54 | 61.01 | 113.56 | -
|  |  | .05 | 110mm dia (socketed pipes) | m | 1 | 135.84 | 89.43 | 55 | 72 | 532 | 500 | 109.98 | 90 | 120 | 66 | 59.19 | 183.7 | -
|  |  | .06 | 160mm dia (socketed pipes) | m | 1 | 205.87 | 156.13 | 60 | 139 | 625 | 715 | 182.27 | 185 | 400 | 138 | 185.31 | 390.78 | -
|  |  | .07 | 200mm dia (socketed pipes) | m | 1 | 283.21 | 232.11 | 80 | 216 | 703 | 875 | 285.5 | 275 | 594 | 217 | 290.29 | 459.25 | -
|  |  | .08 | 250mm dia (socketed pipes) | m | 1 | 400.92 | 345.96 | 100 | 333 | 828 | 985 | 450.73 | 465 | 990 | 342 | 454.3 | 985.3 | -
|  |  | .09 | 315mm dia (socketed pipes) | m | 1 | 597.05 | 578.68 | 120 | 525 | 1251 | 1243 | 718.25 | 725 | 1220 | 544.5 | 671.47 | 1503 | -
|  |  | .10 | 355mm dia (socketed pipes) | m | 1 | 740.92 | 717.83 | 130 | 671 | 1405 | 1355 | 794.12 | 750 | 1695 | 699 | 857.01 | 1988.97 | -
|  |  | .11 | 400mm dia (socketed pipes) | m | 1 | 941.94 | 905.69 | 140 | 849 | 1816 | 1550 | 1011.62 | 850 | 2260 | 890.5 | 1153.92 | 2640.27 | -
|  |  | .12 | 450mm dia (socketed pipes) | m | 1 | 1169.04 | 1125.34 | 160 | - | 2778 | 1585 | 1348.5 | 950 | 2800 | 1005 | 1491.54 | 3413.48 | -
|  |  | .13 | 500mm dia (socketed pipes) | m | 1 | 1436.76 | 1380.86 | 200 | - | 3148 | 1650 | 1661.7 | 1050 | 2800 | 1200 | 1834.71 | 4250.15 | -
-
|  | .28 | mPVC class 12 water pipe for lenghts greater | [15 empty] | -
|  |  | than 50m (6m pipe lengths): | [15 empty] | -
|  |  | .01 | 50mm dia | m | 1 | 50.73 | 37.34 | 35 |  | 503 | 200 | 21.28 | 55 | 68 | 30 | 20.41 | 38.41 | -
|  |  | .02 | 63mm dia | m | 1 | 58.04 | 44.24 | 40 |  | 521 | 285 | 32.8 | 60 | 75 | 38 | 31.31 | 51.77 | -
|  |  | .03 | 75mm dia (socketed pipes) | m | 1 | 68.03 | 54.59 | 45 |  | 542 | 345 | 46.99 | 65 | 80 | 45 | 42.61 | 81.83 | -
|  |  | .04 | 90 mm dia (socketed pipes) | m | 1 | 79.92 | 67.85 | 50 |  | 574 | 450 | 67.38 | 95 | 92 | 54 | 61.09 | 113.56 | -
|  |  | .05 | 110mm dia (socketed pipes) | m | 1 | 112.59 | 89.43 | 55 | 57 | 532 | 500 | 109.98 | 100 | 120 | 66 | 89.19 | 173.7 | -
|  |  | .06 | 160mm dia (socketed pipes) | m | 1 | 174.4 | 156.13 | 60 | 111 | 625 | 715 | 182.27 | 200 | 400 | 138 | 185.31 | 390.78 | -
|  |  | .07 | 200mm dia (socketed pipes) | m | 1 | 250.29 | 232.11 | 80 | 169 | 703 | 875 | 285.5 | 285 | 594 | 217 | 290.29 | 459.25 | -
|  |  | .08 | 250mm dia (socketed pipes) | m | 1 | 377.97 | 345.96 | 100 | 267 | 828 | 985 | 450.73 | 470 | 990 | 342 | 454.3 | 985.3 | -
|  |  | .09 | 315mm dia (socketed pipes) | m | 1 | 571.78 | 578.68 | 120 | 410 | 1251 | 1243 | 718.25 | 730 | 1220 | 544.5 | 671.47 | 1503 | -
|  |  | .10 | 355mm dia (socketed pipes) | m | 1 | 715.65 | 717.83 | 130 | 524 | 1405 | 1355 | 794.12 | 750 | 1695 | 699 | 857.01 | 1988.97 | -
|  |  | .11 | 400mm dia (socketed pipes) | m | 1 | 917.76 | 905.69 | 140 | 659 | 1816 | 1550 | 1011.62 | 875 | 2260 | 890.5 | 1153.92 | 2640.27 | -
|  |  | .12 | 450mm dia (socketed pipes) | m | 1 | 1155.06 | 1125.34 | 160 |  | 2778 | 1585 | 1348.5 | 975 | 2800 | 1005 | 1491.54 | 3413.48 | -
|  |  | .13 | 500mm dia (socketed pipes) | m | 1 | 1423.46 | 1380.86 | 200 |  | 3148 | 1650 | 1661.7 | 1150 | 2800 | 1200 | 1834.71 | 4250.15 | -
PSL | 150.01 | [17 empty] | -
8.2.1(a) | (cont.) | .29 | O - PVC class 12 water pipe for lenghts less | [15 empty] | -
|  |  | than 50m (6m pipe lengths): | [15 empty] | -
|  |  | .05 | 110mm dia | m | 1 | 160.8 | 113.58 | 35 | 109 | 532 | 500 | 136.9 | 100 | 120 | 66 | 89.19 | 183.7 | -
|  |  | .06 | 160mm dia | m | 1 | 211.93 | 163.03 | 40 | 165 | 625 | 715 | 216.45 | 200 | 400 | 138 | 183.31 | 390.78 | -
|  |  | .07 | 200mm dia | m | 1 | 301.05 | 249.36 | 45 | 266 | 703 | 875 | 351.5 | 285 | 594 | 217 | 290.29 | 459.25 | -
|  |  | .08 | 250mm dia | m | 1 | 424.7 | 368.96 | 50 | 407 | 828 | 985 | 543.9 | 470 | 990 | 342 | 454.3 | 985.3 | -
|  |  | .09 | 315mm dia | m | 1 | 631.53 | 612.03 | 55 | 637 | 1251 | 1243 | 675.7 | 730 | 1220 | 544 | 671.47 | 1503 | -
|  |  | .10 | 355mm dia | m | 1 | 784.91 | 760.38 | 60 | 809 | 1405 | 1355 | 862.75 | 750 | 1695 | 699 | 857.01 | 1988.97 | -
|  |  | .11 | 400mm dia | m | 1 | 990.69 | 952.84 | 80 | 1024 | 1816 | 1550 | 1094.75 | 875 | 2260 | 890.5 | 1153.92 | 2646.27 | -
|  |  | .12 | 450mm dia | m | 1 | 1549.52 | 1493.34 | 100 | 1637 | 2778 | 1585 | 1776.25 | 975 | 2800 | 1005 | 1491.54 | 3413.48 | -
|  |  | .13 | 500mm dia | m | 1 | 1676.94 | 1613.16 | 120 | 1761 | 3148 | 1650 | 1914 | 1150 | 2800 | 1200 | 1834.71 | 4250.15 | -
-
|  | .30 | O - PVC class 12 water pipe for lenghts greater | [15 empty] | -
|  |  | than 50m (6m pipe lengths): | [15 empty] | -
|  |  | .05 | 110mm dia | m | 1 | 157.77 | 113.58 | 35 | 109 | 532 | 500 | 136.9 | 100 | 120 | 66 | 89.19 | 183.7 | -
|  |  | .06 | 160mm dia | m | 1 | 181.33 | 163.03 | 40 | 165 | 625 | 715 | 216.45 | 200 | 400 | 138 | 185.31 | 390.78 | -
|  |  | .07 | 200mm dia | m | 1 | 268.13 | 249.36 | 45 | 266 | 703 | 875 | 351.5 | 285 | 594 | 217 | 290.29 | 459.25 | -
|  |  | .08 | 250mm dia | m | 1 | 401.75 | 368.96 | 50 | 407 | 828 | 985 | 543.9 | 470 | 990 | 342 | 454.5 | 985.3 | -
|  |  | .09 | 315mm dia | m | 1 | 606.26 | 612.03 | 55 | 637 | 1251 | 1243 | 675.7 | 730 | 1220 | 544 | 671.47 | 1503 | -
|  |  | .10 | 355mm dia | m | 1 | 759.64 | 760.38 | 60 | 809 | 1405 | 1355 | 862.75 | 750 | 1695 | 699 | 857.01 | 1988.97 | -
|  |  | .11 | 400mm dia | m | 1 | 966.51 | 952.84 | 80 | 1024 | 1816 | 1550 | 1094.75 | 875 | 2260 | 890.5 | 1153.92 | 2640.27 | -
|  |  | .12 | 450mm dia | m | 1 | 1535.54 | 1493.34 | 100 | 1637 | 2778 | 1585 | 1776.25 | 975 | 2800 | 1005 | 1491.54 | 3413.48 | -
|  |  | .13 | 500mm dia | m | 1 | 1663.63 | 1613.16 | 120 | 1761 | 3148 | 1650 | 1914 | 1150 | 2800 | 1200 | 1834.71 | 4250.15 | -
-
|  | .31 | Copper Class 2 water pipe (Lengths less than 20m): | [15 empty] | -
|  |  | .01 | 15mm dia | m | 1 | 99.96 | 82.19 | 40 | 72 | 179 | 280 | 71.84 | 65 | 50 | 55 | 70 | 12.53 | -
|  |  | .02 | 22mm dia | m | 1 | 130.17 | 110.94 | 60 | 105 | 207 | 300 | 107.8 | 115 | 75 | 82 | 103.63 | 15.03 | -
|  |  | .03 | 28mm dia | m | 1 | 186.5 | 163.84 | 70 | 157 | 258 | 320 | 174.87 | 145 | 130 | 133 | 165.36 | 18.37 | -
|  |  | .04 | 32mm dia | m | 1 | 282.23 | 254.69 | 80 | 268 | 344 | 340 | 249 | 250 | 180 | 219 | 273.63 | 21.71 | -
|  |  | .05 | 42mm dia | m | 1 | 332.9 | 648.6 | 90 | 323 | 390 | 360 | 301 | 315 | 260 | 265 | 330.72 | 35.07 | -
|  |  | .06 | 54mm dia | m | 1 | 541.73 | 501.4 | 120 | 546 | 578 | 400 | 515.31 | 515 | 420 | 454 | 566 | 51.77 | -
-
|  | .32 | Copper Class 3 water pipe (Lengths more than 20m): | [15 empty] | -
|  |  | .01 | 15mm dia | m | 1 | 116.04 | 97.14 | 40 | 92 | 194 | 280 | 90.98 | 65 | 50 | 69 | 86.73 | 15.03 | -
|  |  | .02 | 22mm dia | m | 1 | 181.5 | 161.54 | 60 | 166 | 253 | 300 | 168.93 | 115 | 75 | 128 | 161.04 | 18.04 | -
|  |  | .03 | 28mm dia | m | 1 | 224.86 | 200.64 | 70 | 213 | 292 | 320 | 220.55 | 145 | 130 | 167.5 | 208.03 | 22.04 | -
|  |  | .04 | 32mm dia | m | 1 | 369.81 | 336.34 | 80 | 388 | 423 | 340 | 393.09 | 250 | 180 | 299 | 377.41 | 26.05 | -
|  |  | .05 | 42mm dia | m | 1 | 439.9 | 404.8 | 90 | 476 | 486 | 360 | 476.54 | 315 | 260 | 361.5 | 457.07 | 42.08 | -
|  |  | .06 | 54mm dia | m | 1 | 683.81 | 634.8 | 120 | 803 | 707 | 400 | 766.9 | 515 | 420 | 582 | 733.24 | 62.12 | -
|  | .33 | GRP Class PN16 water pipe (12m pipe lengths):
|  |  | .01 | 300mm dia | m | 1 | 1267.39 | 1226.13 | 40 | - | 2105 | 1100 | 758.12 | 1105 | 1128 | 1197 | 2400 | 1545.08 | No Quote on basket
|  |  | .02 | 350mm dia | m | 1 | 1464.44 | 1410.13 | 60 | - | 2538 | 1200 | 884.52 | 1285 | 1350 | 1475 | 3701 | 2346.68
|  |  | .03 | 400mm dia | m | 1 | 1604.33 | 1556.59 | 70 | - | 3058 | 1350 | 1030.15 | 1445 | 1700 | 1873 | 4625 | 3044.08
|  |  | .04 | 450mm dia | m | 1 | 1847.41 | 1775.09 | 80 | - | 3699 | 1450 | 1712.5 | 1550 | 2150 | 2365 | 5783 | 4126.24 | -
|  |  | .05 | 500mm dia | m | 1 | 2080.57 | 2015.66 | 90 | - | 4700 | 1500 | 1945 | 1650 | 2666 | 2920 | 6890 | 5190.36 | -
|  |  | .06 | 600mm dia | m | 1 | 2719.59 | 2674.13 | 120 | - | 5668 | 1800 | 3204 | 1750 | 3400 | 3663 | 7650 | 6212.4 | -
-
|  | .34 | Seamless Stainless Steel piping - Grade 316 | [15 empty] | -
|  |  | (1m to 6m pipe lengths) - Schedule 10 thickness | [15 empty] | -
|  |  | .01 | 110mm dia | m | 1 | 1042.49 | 1021.55 | 35 | - | 5938 | 1000 | 1152.75 | 1150 | 305 | 912 | 175 | 356.7 | -
|  |  | .02 | 160mm dia | m | 1 | 1736.17 | 1711.55 | 40 | - | 9925 | 1100 | 1693.6 | 1300 | 667 | 1576 | 306 | 459.25 | -
|  |  | .03 | 200mm dia | m | 1 | 2325.6 | 2298.08 | 45 | - | 13601 | 1150 | 2334.5 | 1450 | 941 | 2189 | 512 | 851.7 | -
|  |  | .04 | 250mm dia | m | 1 | 3717.6 | 3678.08 | 50 | - | 19160 | 1200 | 3268.3 | 1550 | 1176 | 3115.5 | 840 | 1449.56 | -
|  |  | .05 | 315mm dia | m | 1 | 4470.52 | 4432.1 | 55 | - | 24519 | 1250 | 5343.25 | 1650 | 2412 | 4008 | 1451 | 1711.75 | -
|  |  | .06 | 355mm dia | m | 1 | 6591.69 | 6515.9 | 60 | - | 30313 | 1300 | 5749.25 | 1750 | 2887 | 4974 | 2400 | 2319.63 | -
|  |  | .07 | 400mm dia | m | 1 | 8143.77 | 8066.61 | 80 | - | 35092 | 1400 | 8228.75 | 1850 | 3636 | 5771 | 3701 | 3299.92 | -
|  |  | .08 | 450mm dia | m | 1 | 8759.74 | 8653.11 | 100 | - | 38532 | 1500 | 13042.75 | 1950 | 4598 | 6304 | 4625 | 3596.5 | -
|  |  | .09 | 500mm dia | m | 1 | 10772.34 | 10663.38 | 120 | - | 69524 | 1600 | 4315 | 2150 | 5702.57 | 11469 | 5783 | 4308.6 | -
PSL | 150.01 | [17 empty] | -
8.2.1(a) | (cont.) | .35 | Seamless Stainless Steel piping - Grade 316 | [15 empty] | -
|  |  | (Larger than 6m pipe lengths) - Shedule 10 thickness | [15 empty] | -
|  |  | .01 | 110mm dia | m | 1 | 998.41 | 980.15 | 35 | - | 5938 | 1000 | 6217.31 | 1150 | 305.88 | 912 | 175 | 356.7 | -
|  |  | .02 | 160mm dia | m | 1 | 1578.41 | 1555.15 | 40 | - | 9925 | 1100 | 10747.18 | 1300 | 667.37 | 1576 | 306 | 459.25 | -
|  |  | .03 | 200mm dia | m | 1 | 2093.6 | 2068.08 | 45 | - | 13601 | 1150 | 14924.75 | 1450 | 941.16 | 2189 | 512 | 851.7 | -
|  |  | .04 | 250mm dia | m | 1 | 3358 | 3321.58 | 50 | - | 19160 | 1200 | 21241.5 | 1550 | 1176.45 | 3115.5 | 840 | 1449.56 | -
|  |  | .05 | 315mm dia | m | 1 | 3994.92 | 3960.6 | 55 | - | 24519 | 1250 | 27332.37 | 1650 | 2412.79 | 4008 | 1461 | 1711.75 | -
|  |  | .06 | 355mm dia | m | 1 | 6044.17 | 5973.1 | 60 | - | 30313 | 1300 | 33916.18 | 1750 | 2887.65 | 4974 | 2400 | 2319.63 | -
|  |  | .07 | 400mm dia | m | 1 | 7494.17 | 7422.61 | 80 | - | 35092 | 1400 | 39346.62 | 1850 | 3636.3 | 5771 | 3701 | 3299.92 | -
|  |  | .08 | 450mm dia | m | 1 | 8249.34 | 8147.11 | 100 | - | 38532 | 1500 | 42980.12 | 1950 | 4598.85 | 6304 | 4625 | 3596.5 | -
|  |  | .09 | 500mm dia | m | 1 | 9942.94 | 9841.13 | 120 | - | 69524 | 1600 | 78198.87 | 2150 | 5702.57 | 11469 | 3783 | 4308.6 | -
-
|  | .36 | Double Flanged Stainless Steel piping - Grade 316 | [15 empty] | -
|  |  | (1m to 6m pipe lengths) - Schedule 10 thickness | [15 empty] | -
|  |  | .01 | 110mm dia | m | 1 | 2886.74 | 2682.15 | 35 | - | 4181 | 1000 | 4220.18 | 1150 | 325.61 | 620 | 175 | 1104.43 | -
|  |  | .02 | 160mm dia | m | 1 | 4644.18 | 4361.15 | 40 | - | 6588 | 1100 | 6956 | 1300 | 710.42 | 1021 | 306 | 1230.79 | -
|  |  | .03 | 200mm dia | m | 1 | 6311.25 | 5828.58 | 45 | - | 9783 | 1150 | 10586.68 | 1450 | 1001.88 | 1553 | 512 | 1786.9 | -
|  |  | .04 | 250mm dia | m | 1 | 9660.17 | 8968.08 | 50 | - | 13208 | 1200 | 14478.68 | 1550 | 1252.35 | 2123.5 | 840 | 2521.14 | -
|  |  | .05 | 315mm dia | m | 1 | 13790.43 | 13057.1 | 55 | - | 18440 | 1250 | 20423.31 | 1650 | 2568.46 | 3116 | 1461 | 3362.27 | -
|  |  | .06 | 355mm dia | m | 1 | 24128.35 | 23303.6 | 60 | - | 23650 | 1300 | 26343.75 | 1750 | 3073.95 | 2995 | 2400 | 4526.81 | -
|  |  | .07 | 400mm dia | m | 1 | 29295.9 | 28191.61 | 80 | - | 29430 | 1400 | 32911.93 | 1850 | 3870.9 | 4827 | 3701 | 5788.78 | -
|  |  | .08 | 450mm dia | m | 1 | 33041.85 | 31492.11 | 100 | - | 35524 | 1500 | 39562.5 | 1950 | 4895.55 | 5802.5 | 4625 | 6437.29 | -
|  |  | .09 | 500mm dia | m | 1 | 44661.18 | 41972.13 | 120 | - | 46925 | 1600 | 52518.5 | 2150 | 6070.48 | 7703 | 5783 | 7762.16 | -
[15 empty] | . |  |  |  | -
|  | .37 | Double flanged Stainless Steel piping - Grade 316 | [15 empty] | -
|  |  | (Larger than 6m pipe lengths) - Schedule 10 thickness | [15 empty] | -
|  |  | .01 | 110mm dia | m | 1 | 2537.78 | 2406.15 | 60 | - | 8686 | 1000 | 9339.5 | 1150 | 335.48 | 1370 | 175 | 1104.43 | -
|  |  | .02 | 160mm dia | m | 1 | 4145.38 | 3970.15 | 90 | - | 14397 | 1100 | 15829.56 | 1300 | 731.95 | 2322 | 306 | 1230.79 | -
|  |  | .03 | 200mm dia | m | 1 | 5626.85 | 5345.58 | 110 | - | 20632 | 1150 | 22914.81 | 1450 | 1032.24 | 3361 | 512 | 1786.9 | -
|  |  | .04 | 250mm dia | m | 1 | 8653.87 | 8255.08 | 140 | - | 28667 | 1200 | 32044.06 | 1550 | 1290.8 | 4700 | 840 | 2521.14 | -
|  |  | .05 | 315mm dia | m | 1 | 12319.16 | 11889.85 | 160 | - | 38342 | 1250 | 43039.87 | 1650 | 2646.29 | 6312 | 1451 | 3362.27 | -
|  |  | .06 | 355mm dia | m | 1 | 22558.48 | 22038.6 | 190 | - | 48357 | 1300 | 54420.43 | 1750 | 3167.1 | 7982 | 2400 | 4526.81 | -
|  |  | .07 | 400mm dia | m | 1 | 27434.1 | 26754.11 | 220 | - | 58052 | 1400 | 65437.5 | 1850 | 3788.2 | 9597.5 | 3701 | 5788.78 | -
|  |  | .08 | 450mm dia | m | 1 | 30576.85 | 29652.11 | 250 | - | 66744 | 1500 | 75039.75 | 1950 | 5043.9 | 11006 | 4625 | 6437.29 | -
|  |  | .09 | 500mm dia | m | 1 | 41270.12 | 39741.13 | 300 | - | 103813 | 1600 | 117163.37 | 2150 | 6254.44 | 17184 | 5783.06 | 7762.16 | -
-
PSL | 150.02 | Supply and install excluding bedding and couplings | [16 empty] | -
8.2.1(d) |  | (In 5,5m lengths) - Flanges drilled to Table 1600/3 | [16 empty] | -
|  | .01 | Double Flanged Ductile Iron Class K9 water pipe to | [15 empty] | -
|  |  | EN 545:2010 standards with minimum of 200g/m2 | [15 empty] | -
|  |  | external zinc coating with a bituminous paint | [15 empty] | -
|  |  | from Saint-Gobain or similar approved by | [15 empty] | -
|  |  | Drakenstein Municipality (Pipe to have a Sulphate resistant cement mortar lining): | [15 empty] | -
-
|  |  | .02 | 150mm dia | m | 1 | 1655.05 | 1470.85 | 350 | - | 20632 | 755 | 14840.21 | 450 | 550 | 750 | 306 | 780.31 | -
|  |  | .03 | 200mm dia | m | 1 | 2268.54 | 1959.6 | 470 | - | 28607 | 955 | 19786.95 | 650 | 1290 | 1150 | 512 | 950.4 | -
|  |  | .04 | 250mm dia | m | 1 | 3001.03 | 2891.1 | 650 | - | 38342 | 1255 | 24733.68 | 750 | 3250 | 1500 | 840 | 1236.8 | -
-
PSL |  | Supply and install excluding bedding and couplings | [16 empty] | -
8.2.1(c) |  | (In 5,5m lengths) - Flanges drilled to Table 1600/3 | [16 empty] | -
|  | .02 | Flanged Ductile Iron Class K9 water pipe to | [15 empty] | -
|  |  | EN 545:2010 standards with minimum of 200g/m2 | [15 empty] | -
|  |  | external zinc coating with a bituminous paint | [15 empty] | -
|  |  | from Saint-Gobain or similar approved by | [15 empty] | -
|  |  | Drakenstein Municipality (Pipe to have a Polyurethane lining): | [15 empty] | -
-
|  |  | .02 | 150mm dia | m | 1 | 1896.12 | 1470.85 | 250 | - | 20632 | 755 | 17186.11 | 450 | 550 | 750 | 306 | 780.31 | -
|  |  | .03 | 200mm dia | m | 1 | 2593.97 | 1959.6 | 300 | - | 28607 | 950 | 22920 | 650 | 1290 | 1150 | 512 | 950.4 | -
|  |  | .04 | 250mm dia | m | 1 | 3434.24 | 2891.1 | 450 | - | 38342 | 1250 | 28650 | 750 | 3250 | 1500 | 840 | 1236.8 | -
-
PSL | 150.03 | Extra over items 150.01 for | [16 empty] | -
8.2.19 |  | butt-welding of HDPE pipes: | [16 empty] | -
|  | (Item to be priced per weld) | [16 empty] | -
-
|  | .01 | HDPE PE-100 PN-12.5 water pipes: | [15 empty] | -
|  |  | (For less than 6 total welds on site) | [15 empty] | -
|  |  | .01 | 110mm dia | number | 1 | 198.36 | 391 | 100 | 198 | 230 | 150 | 350 | 400 | 550 | 96 | 175 | 359.05 | -
|  |  | .02 | 160mm dia | number | 1 | 356.65 | 460 | 100 | 305 | 230 | 180 | 385 | 450 | 800 | 202 | 306 | 430.86 | -
|  |  | .03 | 200mm dia | number | 1 | 470.68 | 494.5 | 100 | 328 | 230 | 200 | 423.5 | 550 | 1000 | 315 | 512 | 517.03 | No Quote on basket
|  |  | .04 | 250mm dia | number | 1 | 627.81 | 552 | 100 | 417 | 230 | 225 | 465.85 | 650 | 1250 | 490 | 840 | 620.44
|  |  | .05 | 315mm dia | number | 1 | 677.17 | 626.75 | 100 | 500 | 230 | 250 | 512.43 | 750 | 1800 | 770 | 1451 | 744.53
|  |  | .06 | 355mm dia | number | 1 | 749.08 | 672.75 | 150 | 569 | 230 | 260 | 563.67 | 800 | 2000 | 990 | 2400 | 893.43 | -
|  |  | .07 | 400mm dia | number | 1 | 830.28 | 724.5 | 150 | 616 | 375 | 280 | 620.04 | 850 | 2000 | 1256 | 3701 | 1072.12 | -
|  |  | .08 | 450mm dia | number | 1 | 1034.17 | 782 | 150 | 720 | 375 | 300 | 682.05 | 900 | 2350 | 1587 | 4625 | 1286.54 | -
|  |  | .09 | 500mm dia | number | 1 | 1121.17 | 1069.5 | 150 | 825 | 375 | 335 | 750.25 | 950 | 2650 | 1959 | 5783 | 1543.85 | -
|  |  | .10 | 560mm dia | number | 1 | 1229.05 | 1138.5 | 150 | 1001 | 375 | 400 | 825.28 | 1000 | 3000 | 2457 | 6890 | 1852.62 | -
|  |  | .11 | 630mm dia | number | 1 | 1355.49 | 1265 | 250 | 1320 | 375 | 495 | 907.8 | 1050 | 3500 | 3111 | 7650 | 2223.14 | -
|  |  | .12 | 710mm dia | number | 1 | 5163.94 | 1380 | 250 | 1513 | 525 | 585 | 998.59 | 1100 | 3800 | 5104 | 8930 | 2667.77 | -
|  |  | .13 | 800mm dia | number | 1 | 5743.94 | 1437.5 | 250 | 1733 | 525 | 625 | 1098.44 | 1150 | 4200 | 6468 | 10032 | 3201.33 | -
|  |  | .14 | 900mm dia | number | 1 | 6387.73 | 1725 | 250 | 1733 | 525 | 700 | 1208.29 | 1200 | 4700 | 8173 | 11265 | 3841.59 | -
|  |  | .15 | 1000mm dia | number | 1 | 7031.53 | 2070 | - | 1947 | 525 | 800 | 1329.12 | 1250 | 5500 | 10109 | 14659 | 4609.91 | -
-
PSL | 150.03 | .02 | HDPE PE-100 PN-12.5 water pipes | [15 empty] | -
8.2.19 | (cont.) |  | (For more than 6 total welds on site) | [15 empty] | -
-
|  |  | .01 | 110mm dia | number | 1 | 309.44 | 276 | 100 | 198 | 230 | 150 | 350 | 400 | 550 | 96 | 175 | 359.05 | -
|  |  | .02 | 160mm dia | number | 1 | 401.08 | 345 | 100 | 305 | 230 | 180 | 385 | 450 | 800 | 202 | 306 | 40.86 | -
|  |  | .03 | 200mm dia | number | 1 | 470.68 | 379.5 | 100 | 328 | 230 | 200 | 423.5 | 550 | 1000 | 315 | 512 | 517.03 | -
|  |  | .04 | 250mm dia | number | 1 | 627.81 | 437 | 100 | 417 | 230 | 225 | 465.85 | 650 | 1250 | 490 | 840 | 620.44 | -
|  |  | .05 | 315mm dia | number | 1 | 788.25 | 511.75 | 100 | 500 | 230 | 250 | 512.43 | 750 | 1800 | 770 | 1451 | 744.53 | -
|  |  | .06 | 355mm dia | number | 1 | 860.17 | 557.75 | 100 | 569 | 230 | 260 | 563.67 | 800 | 2000 | 990 | 2400 | 893.43 | -
|  |  | .07 | 400mm dia | number | 1 | 941.37 | 609.5 | 150 | 616 | 375 | 280 | 620.04 | 850 | 2000 | 1256 | 3701 | 1072.12 | -
|  |  | .08 | 450mm dia | number | 1 | 1145.25 | 667 | 150 | 720 | 375 | 300 | 682.05 | 900 | 2350 | 1587 | 4625 | 1286.54 | -
|  |  | .09 | 500mm dia | number | 1 | 1343.33 | 839.5 | 150 | 825 | 375 | 335 | 750.25 | 950 | 2650 | 1959 | 5783 | 1543.85 | -
|  |  | .10 | 560mm dia | number | 1 | 1600.42 | 908.5 | 150 | 1001 | 375 | 400 | 825.28 | 1000 | 3000 | 2457 | 6890 | 1852.62 | -
|  |  | .11 | 630mm dia | number | 1 | 1726.86 | 989 | 150 | 1320 | 375 | 495 | 907.8 | 1050 | 3500 | 3111 | 7650 | 2223.14 | -
|  |  | .12 | 710mm dia | number | 1 | 5608.27 | 1092.5 | 150 | 1513 | 525 | 585 | 998.59 | 1100 | 3800 | 5104 | 8930 | 2667.77 | -
|  |  | .13 | 800mm dia | number | 1 | 6188.27 | 1265 | 250 | 1733 | 525 | 625 | 1098.44 | 1150 | 4200 | 6468 | 10032 | 3201.33 | -
|  |  | .14 | 900mm dia | number | 1 | 7054.23 | 1380 | 250 | 1733 | 525 | 700 | 1208.29 | 1200 | 4700 | 8173 | 11265 | 3841.59 | -
|  |  | .15 | 1000mm dia | number | 1 | 7698.03 | 1610 | 250 | 1947 | 525 | 800 | 1329.12 | 1250 | 5500 | 10109 | 14659 | 4609.91 | -
-
8.2.2 (a) | 150.04 | Extra over items 150.01 for | [16 empty] | -
|  | supplying, laying and bedding of | [16 empty] | -
|  | HDPE water pipe fittings: | [16 empty] | -
-
|  | Plasson, Georg Fischer or similar | [16 empty] | -
|  | approved by Drakenstein Municipality | [16 empty] | -
|  | Moulded HDPE Electro-fusion fittings: | [16 empty] | -
-
|  | .01 | Couplers: | [15 empty] | -
|  |  | .01 | 63mm dia | number | 1 | 207.64 | 480.7 | 100 | 75 | 134 | 105 | 134.63 | 500 | 350 | 118 | 133.9 | 709.75 | -
|  |  | .02 | 75mm dia | number | 1 | 244.76 | 546.25 | 100 | 105 | 203 | 115 | 212 | 550 | 350 | 187 | 153 | 718.1 | -
|  |  | .03 | 90mm dia | number | 1 | 309.72 | 617.55 | 100 | 141 | 246 | 125 | 261.63 | 550 | 460 | 230 | 161 | 890.11 | -
|  |  | .04 | 110mm dia | number | 1 | 378.16 | 698.05 | 100 | 172 | 264 | 135 | 282.19 | 600 | 550 | 248 | 175 | 979.12 | -
|  |  | .05 | 160mm dia | number | 1 | 618.28 | 909.65 | 100 | 311 | 492 | 150 | 540.88 | 750 | 800 | 476 | 306 | 1494.65 | -
|  |  | .06 | 200mm dia | number | 1 | 918.72 | 1217.85 | 100 | 531 | 849 | 165 | 946.25 | 1150 | 1000 | 832.7 | 512 | 1922.17 | -
|  |  | .07 | 250mm dia | number | 1 | 1488.28 | 1975.7 | 150 | 983 | 1734 | 180 | 1952.19 | 1650 | 1250 | 1717 | 840 | 2252.83 | -
|  |  | .08 | 315mm dia | number | 1 | 2239.96 | 2680.65 | 150 | 1588 | 2965 | 195 | 3338.69 | 2350 | 1800 | 2938 | 1451 | 2433.19 | -
|  |  | .09 | 355mm dia | number | 1 | 4609.84 | 5004.8 | 150 | 3768 | 4890 | 210 | 5526.38 | 2500 | 2000 | 4863 | 2400 | 4231.78 | -
8.2.2 (a) | 150.04 |  | .10 | 400mm dia | number | 1 | 5500.72 | 6298.55 | 150 | 4535 | 6262 | 245 | 7084.88 | 2750 | 2000 | 6233 | 3701 | 4636.02 | -
| (cont.) |  | .11 | 450mm dia | number | 1 | 8983.21 | 9717.5 | 150 | 8205 | 7776 | 260 | 8805.19 | 3000 | 2350 | 7748 | 4625 | 4996.64 | -
|  |  | .12 | 500mm dia | number | 1 | 11008.75 | 11696.65 | 150 | 10151 | 9647 | 290 | 10894.13 | 3250 | 2650 | 9586.5 | 5783 | 5577.8 | -
|  |  | .13 | 560mm dia | number | 1 | 25600.33 | 26124.55 | 150 | 24694 | 23381 | 320 | 26501.56 | 3500 | 3000 | 23321 | 6890 | 6062.1 | -
|  |  | .14 | 630mm dia | number | 1 | 33321.99 | 33734.1 | 250 | 32320 | 30584 | 345 | 34686.06 | 3750 | 3500 | 30523 | 7650 | 6229.22 | -
|  |  | .15 | 710mm dia | number | 1 | 45106.14 | 45879.25 | 250 | 44009 | 41623 | 360 | 47230.75 | 4000 | 3800 | 41562 | 8930 | 7547.06 | -
|  |  | .16 | 800mm dia | number | 1 | 64221.25 | 64887.6 | 250 | 63038 | 59595 | 380 | 67653.94 | 4150 | 4200 | 59535 | 10032 | 9056.48 | -
|  |  | .17 | 900mm dia | number | 1 | 100840.66 | 101121.8 | 350 | 99619 | 94145 | 395 | 106914.5 | 4300 | 4700 | 94084 | 11265 | 10867.77 | -
|  |  | .18 | 1000mm dia | number | 1 | 103484.18 | 104202.65 | 400 | 102099 | 96487 | 450 | 109575.63 | 5000 | 5500 | 96426 | 14659 | 13041.33 | -
-
|  | Plasson, Georg Fischer or similar | [16 empty] | -
|  | approved by Drakenstein Municipality | [16 empty] | -
|  | factory moulded HDPE PE-100 PN-16 | [16 empty] | -
|  | plain ended fittings: | [16 empty] | -
-
|  | .02 | 11.25° elbows: | [15 empty] | -
|  |  | .01 | 63mm dia | number | 1 | 942.04 | 992.45 | 35 | 946 | 909 | 95 | 1015.13 | 600 | 350 | 893.2 | 274.3 | 459.25 | -
|  |  | .02 | 75mm dia | number | 1 | 1034.14 | 1083.3 | 40 | 1038 | 997 | 105 | 1114.38 | 660 | 350 | 981 | 336.73 | 397.03 | -
|  |  | .03 | 90mm dia | number | 1 | 1144.63 | 1192.55 | 45 | 1150 | 1161 | 115 | 1233.44 | 660 | 460 | 1085.7 | 384.03 | 776.13 | -
|  |  | .04 | 110mm dia | number | 1 | 1480.97 | 1526.05 | 50 | 1487 | 1420 | 130 | 1595.88 | 720 | 550 | 1403.6 | 435.1 | 1008.97 | -
|  |  | .05 | 160mm dia | number | 1 | 2179.99 | 2162 | 55 | 2189 | 2083 | 140 | 2349.13 | 900 | 800 | 2067 | 985 | 2443.23 | -
|  |  | .06 | 200mm dia | number | 1 | 4418.44 | 4462 | 60 | 4437 | 4206 | 165 | 4761.25 | 4420.65 | 1000 | 4190 | 1642.04 | 4031.32 | -
|  |  | .07 | 250mm dia | number | 1 | 6146.72 | 6195.05 | 80 | 6172 | 5845 | 180 | 6623.63 | 5304.78 | 1250 | 5827.8 | 2553.86 | 6651.68 | -
|  |  | .08 | 315mm dia | number | 1 | 8863.79 | 8914.8 | 100 | 8900 | 8432 | 195 | 9551.5 | 6365.74 | 1800 | 8406 | 7635.1 | 10975.28 | -
|  |  | .09 | 355mm dia | number | 1 | 16274.86 | 16220.75 | 120 | 16282 | 15404 | 220 | 17473.81 | 7638.89 | 2000 | 15377 | 7896 | 14816.63 | -
|  |  | .10 | 400mm dia | number | 1 | 17864.29 | 17842.25 | 130 | 17908 | 16939 | 245 | 19218.44 | 9166.67 | 2000 | 20783.4 | 9523 | 20743.28 | -
|  |  | .11 | 450mm dia | number | 1 | 21976.26 | 21910.95 | 140 | 22007 | 20810 | 275 | 23617.56 | 11000 | 2350 | 29107 | 10630 | 29040.59 | -
|  |  | .12 | 500mm dia | number | 1 | 30757.64 | 30632.55 | 160 | 30821 | 29168 | 290 | 33077.38 | 13000 | 2650 | 37534.2 | 11423 | 40656.82 | -
|  |  | .13 | 560mm dia | number | 1 | 39643.48 | 39466.85 | 200 | 39743 | 37594 | 315 | 42652.63 | 28000 | 3000 | 48237.2 | 16321 | 36919.55 | -
|  |  | .14 | 630mm dia | number | 1 | 50930.22 | 50683.95 | 240 | 51075 | 48297 | 350 | 54815.06 | 30000 | 3500 | 48237.2 | 17492 | 79867.37 | -
|  |  | .15 | 710mm dia | number | 1 | 58239.62 | 74461.35 | 260 | 63055 | 60560 | 365 | 60775.7 | 37500 | 3800 | 54300 | 18368 | 111562.31 | -
|  |  | .16 | 800mm dia | number | 1 | 71293.8 | 82777 | 300 | 70061 | 63860 | 385 | 69608 | 50000 | 4200 | 60845 | 19326 | 156187.24 | -
|  |  | .17 | 900mm dia | number | 1 | 111148.57 | 92017.25 | - | 77847 | 68280 | 415 | 78309 | 85000 | 4700 | 67.5 | 20982 | 218662.13 | -
-
|  | .03 | 22.5° elbows: | [15 empty] | -
|  |  | .01 | 63mm dia | number | 1 | 942.04 | 992.45 | 35 | 946 | 909 | 100 | 1015.13 | 600 | 350 | 893.2 | 274.3 | 459.25 | -
|  |  | .02 | 75mm dia | number | 1 | 1034.14 | 1083.3 | 40 | 1038 | 997 | 115 | 1114.38 | 660 | 350 | 980.1 | 336.73 | 597.03 | No Quote on basket
|  |  | .03 | 90mm dia | number | 1 | 816.06 | 867.1 | 45 | 1150 | 1101 | 130 | 879.38 | 660 | 460 | 773.3 | 384.03 | 776.13
|  |  | .04 | 110mm dia | number | 1 | 1050.96 | 1100.55 | 50 | 1487 | 1013 | 140 | 1132.5 | 720 | 550 | 996.6 | 435.1 | 1008.97
|  |  | .05 | 160mm dia | number | 1 | 2308.4 | 2346 | 55 | 2189 | 2428 | 165 | 2740.69 | 900 | 800 | 2411.2 | 985 | 2443.23 | -
|  |  | .06 | 200mm dia | number | 1 | 4418.44 | 4462 | 60 | 4437 | 4206 | 180 | 4761.25 | 4420.65 | 1000 | 4189.9 | 1642.04 | 4031.32 | -
|  |  | .07 | 250mm dia | number | 1 | 6146.72 | 6195.05 | 80 | 6172 | 5845 | 195 | 6623.63 | 5304.78 | 1250 | 5827.8 | 2553.86 | 6651.68 | -
|  |  | .08 | 315mm dia | number | 1 | 8863.79 | 8914.8 | 100 | 8900 | 8432 | 220 | 9551.5 | 6365.74 | 1800 | 8405.1 | 7635 | 10975.28 | -
|  |  | .09 | 355mm dia | number | 1 | 16277.48 | 16227.65 | 120 | 16282 | 15404 | 245 | 17473.75 | 7638.89 | 2000 | 15376.9 | 7896 | 14816.63 | -
|  |  | .10 | 400mm dia | number | 1 | 17896.55 | 17842.25 | 130 | 17908 | 16939 | 275 | 19218.44 | 9166.67 | 2000 | 16911.4 | 9523 | 20743.28 | -
|  |  | .11 | 450mm dia | number | 1 | 21978.88 | 21910.95 | 140 | 22007 | 20810 | 290 | 23617.56 | 11000 | 2350 | 20783.4 | 10630 | 29040.59 | -
|  |  | .12 | 500mm dia | number | 1 | 30757.64 | 30632.55 | 160 | 30821 | 29168 | 315 | 33077.38 | 13000 | 2650 | 29107 | 11432 | 40656.82 | -
|  |  | .13 | 560mm dia | number | 1 | 39643.42 | 39466.85 | 200 | 39743 | 37594 | 350 | 42652.56 | 28000 | 3000 | 37534.2 | 16321 | 56919.55 | -
|  |  | .14 | 630mm dia | number | 1 | 50930.22 | 50683.95 | 220 | 51075 | 48297 | 365 | 54815.06 | 30000 | 3500 | 48237.2 | 17492 | 796987.37 | -
|  |  | .15 | 710mm dia | number | 1 | 58239.62 | 74116.35 | 240 | 63055 | 52860 | 385 | 60775.7 | 37500 | 3800 | 53500 | 18368 | 111562.31 | -
|  |  | .16 | 800mm dia | number | 1 | 71293.8 | 87147 | 260 | 70061 | 57260 | 415 | 69608 | 50000 | 4200 | 60200 | 19326 | 156187.24 | -
|  |  | .17 | 900mm dia | number | 1 | 111148.57 | 96789.75 | 300 | 77847 | 62760 | 450 | 78309 | 85000 | 4700 | 67725 | 20982 | 218662.13 | -
-
|  | .04 | 45° elbows: | [15 empty] | -
|  |  | .01 | 63mm dia | number | 1 | 381.64 | 435.85 | 35 | 988 | 378 | 100 | 411.25 | 600 | 350 | 362 | 274.3 | 459.25 | -
|  |  | .02 | 75mm dia | number | 1 | 515.16 | 569.25 | 40 | 105 | 505 | 115 | 555.13 | 660 | 350 | 488.4 | 336.73 | 597.03 | -
|  |  | .03 | 90mm dia | number | 1 | 617.35 | 670.45 | 45 | 1206 | 601 | 130 | 665.25 | 660 | 460 | 585.2 | 384.03 | 776.13 | -
|  |  | .04 | 110mm dia | number | 1 | 617.35 | 670.45 | 50 | 1566 | 601 | 140 | 665.25 | 720 | 550 | 585.2 | 435.1 | 1008.97 | -
|  |  | .05 | 160mm dia | number | 1 | 1832.68 | 1874.5 | 55 | 2339 | 1754 | 165 | 1974.88 | 900 | 800 | 1738 | 985 | 2443.23 | -
8.2.2 (a) | 150.04 |  | .06 | 200mm dia | number | 1 | 4779.2 | 4818.5 | 60 | 4533 | 5002 | 180 | 5666.44 | 4420.65 | 1000 | 4986.3 | 1642.04 | 4031.32 | -
| (cont.) |  | .07 | 250mm dia | number | 1 | 6774.4 | 6817.2 | 80 | 6425 | 6948 | 195 | 7877.63 | 5304.78 | 1250 | 6932.2 | 2553.86 | 6651.68 | -
|  |  | .08 | 315mm dia | number | 1 | 9657.06 | 9701.4 | 100 | 9697 | 9185 | 220 | 10406.31 | 6365.74 | 1800 | 9157.5 | 7635.1 | 10975.28 | -
|  |  | .09 | 355mm dia | number | 1 | 16277.54 | 16220.75 | 120 | 16828 | 15404 | 275 | 17473.81 | 7638.89 | 2000 | 15378 | 7896 | 14816.63 | -
|  |  | .10 | 400mm dia | number | 1 | 17896.55 | 17842.25 | 130 | 17908 | 16939 | 290 | 19218.44 | 9166.67 | 2000 | 16912.5 | 9523 | 20743.28 | -
|  |  | .11 | 450mm dia | number | 1 | 21978.94 | 21910.95 | 140 | 22007 | 20810 | 315 | 23617.5 | 11000 | 2350 | 20783.4 | 10630 | 29040.59 | -
|  |  | .12 | 500mm dia | number | 1 | 30757.64 | 30632.55 | 160 | 30821 | 29168 | 350 | 33077.38 | 13000 | 2650 | 29108.2 | 11423 | 40656.82 | -
|  |  | .13 | 560mm dia | number | 1 | 39643.48 | 39466.85 | 200 | 39743 | 37594 | 365 | 42652.56 | 28000 | 3000 | 37534.2 | 16321 | 56919.55 | -
|  |  | .14 | 630mm dia | number | 1 | 50930.22 | 50683.95 | 220 | 51075 | 48297 | 385 | 54815.06 | 30000 | 3500 | 48237.2 | 17492 | 79687.37 | -
|  |  | .15 | 710mm dia | number | 1 | 58239.62 | 82166.35 | 240 | 67108 | 52860 | 415 | 60775.7 | 37500 | 3800 | 54100 | 18368 | 111562.31 | -
|  |  | .16 | 800mm dia | number | 1 | 71293.8 | 91632 | 260 | 75950 | 57260 | 450 | 69608 | 50000 | 4200 | 60600 | 19326 | 156187.24 | -
|  |  | .17 | 900mm dia | number | 1 | 111148.57 | 101907.25 | 300 | 86343 | 62760 | 465 | 78309 | 85000 | 4700 | 68175 | 20982 | 218662.13 | -
-
|  | .05 | 90° elbows: | [15 empty] | -
|  |  | .01 | 63mm dia | number | 1 | 359.6 | 414 | 35 | 340 | 378 | 105 | 411.25 | 600 | 350 | 362 | 274.3 | 459.25 | -
|  |  | .02 | 75mm dia | number | 1 | 440.8 | 494 | 40 | 418 | 505 | 120 | 555.13 | 660 | 350 | 488.4 | 336.73 | 597.03 | -
|  |  | .03 | 90mm dia | number | 1 | 469.8 | 523.25 | 45 | 442 | 601 | 130 | 665.25 | 660 | 460 | 585.2 | 384.03 | 776.13 | -
|  |  | .04 | 110mm dia | number | 1 | 617.35 | 787.75 | 50 | 699 | 601 | 140 | 665.25 | 720 | 550 | 585.2 | 435.1 | 1008.97 | -
|  |  | .05 | 160mm dia | number | 1 | 1757.4 | 1799.75 | 55 | 1665 | 1754 | 165 | 1974.88 | 900 | 800 | 1737 | 985 | 2443.23 | -
|  |  | .06 | 200mm dia | number | 1 | 2329.28 | 2389.7 | 60 | 2210 | 5002 | 180 | 5666.44 | 4420.65 | 1000 | 4986.3 | 1642.04 | 4031.32 | -
|  |  | .07 | 250mm dia | number | 1 | 4663.2 | 4724.2 | 80 | 4419 | 6948 | 200 | 7877.63 | 5304.78 | 1250 | 6932.2 | 2553.86 | 6651.68 | -
|  |  | .08 | 315mm dia | number | 1 | 7887.83 | 7946.5 | 100 | 7920 | 7507 | 225 | 8499.81 | 6365.74 | 1800 | 7480 | 7635.1 | 10975.28 | -
|  |  | .09 | 355mm dia | number | 1 | 15303.37 | 15254.75 | 120 | 15304 | 14408 | 280 | 16424.06 | 7638.89 | 2000 | 14453 | 7896 | 14816.63 | -
|  |  | .10 | 400mm dia | number | 1 | 17545.53 | 17497.55 | 130 | 1555 | 16606 | 300 | 18840.19 | 9166.67 | 2000 | 16579.2 | 9523 | 20743.28 | -
|  |  | .11 | 450mm dia | number | 1 | 24756.62 | 24664.05 | 140 | 24452 | 23444 | 310 | 26610.75 | 11000 | 2350 | 23416.8 | 10630 | 29046.59 | -
|  |  | .12 | 500mm dia | number | 1 | 37203.88 | 37024.25 | 160 | 34245 | 35281 | 355 | 40023.75 | 13000 | 2650 | 35221 | 11423 | 40656.82 | -
|  |  | .13 | 560mm dia | number | 1 | 47945.6 | 47697.4 | 200 | 44157 | 45467 | 380 | 51598.88 | 28000 | 3000 | 45407 | 16321 | 56919.55 | -
|  |  | .14 | 630mm dia | number | 1 | 61596.94 | 61258.2 | 225 | 56749 | 58412 | 395 | 66309.38 | 30000 | 3500 | 58351.7 | 17442 | 79687.37 | -
|  |  | .15 | 710mm dia | number | 1 | 96001.38 | 88031.35 | 245 | 74565 | 91037 | 400 | 103383.13 | 37500 | 3800 | 90976.6 | 18368 | 111562.31 | -
|  |  | .16 | 800mm dia | number | 1 | 159081.95 | 97957 | 265 | 82939 | 150855 | 465 | 171357.88 | 50000 | 4200 | 150795 | 19326 | 156187.24 | -
|  |  | .17 | 900mm dia | number | 1 | 166729.21 | 108692.25 | 300 | 92018 | 159560 | 480 | 192777.62 | 85000 | 4700 | 169645 | 20982 | 218662.13 | -
-
|  | .06 | Reducers (Plain ended): | [15 empty] | -
|  |  | .01 | 75mm dia x 63mm dia | number | 1 | 82.36 | 138 | 35 | 68 | 407 | 105 | 444.73 | 600 | 350 | 390.5 | 114 | 1015.36 | -
|  |  | .02 | 110mm dia x 75mm dia | number | 1 | 150.8 | 162.15 | 40 | 89 | 173 | 120 | 178.75 | 660 | 350 | 157.3 | 181 | 1623.24 | -
|  |  | .03 | 160mm dia x 110mm dia | number | 1 | 348 | 235.75 | 45 | 152 | 926 | 130 | 1034.56 | 660 | 460 | 909.7 | 271 | 2284.56 | -
|  |  | .04 | 200mm dia x 160mm dia | number | 1 | 464 | 322 | 50 | 206 | 533 | 140 | 587.69 | 720 | 550 | 517 | 296 | 3166.32 | -
|  |  | .05 | 250mm dia x 160mm dia | number | 1 | 1698.67 | 461.15 | 55 | 306 | 1806 | 165 | 2033.88 | 900 | 800 | 1789.7 | 544 | 4221.76 | -
|  |  | .06 | 250mm dia x 200mm dia | number | 1 | 1780.6 | 461.15 | 60 | 306 | 1892 | 180 | 2131.5 | 4420.65 | 1000 | 1875.5 | 544 | 4549.07 | -
|  |  | .07 | 315mm dia x 200mm dia | number | 1 | 3044.2 | 738.3 | 80 | 520 | 3223 | 200 | 3644.88 | 6204.78 | 1250 | 3206.5 | 1535 | 5686.35 | -
|  |  | .08 | 315mm dia x 250mm dia | number | 1 | 3044.2 | 738.3 | 100 | 520 | 3234 | 225 | 3644.88 | 6365.74 | 1800 | 3206.5 | 1559 | 7107.94 | -
|  |  | .09 | 355mm dia x 315mm dia | number | 1 | 8455.72 | 934.95 | 130 | 673 | 8871 | 280 | 10050.19 | 7638.89 | 2000 | 8844 | 2520 | 8884.92 | -
|  |  | .10 | 400mm dia x 355mm dia | number | 1 | 13217.99 | 1168.4 | 140 | 856 | 13888 | 300 | 15751.63 | 9166.67 | 2000 | 13267 | 3560 | 11106.15 | -
|  |  | .11 | 450mm dia x 400mm dia | number | 1 | 17529.94 | 1360.45 | 160 | 1003 | 18432 | 310 | 20914.88 | 11000 | 2350 | 18404 | 4500 | 13882.69 | -
|  |  | .12 | 500mm dia x 450mm dia | number | 1 | 22533.94 | 1552.5 | 200 | 1150 | 23738 | 355 | 26904.25 | 13000 | 2650 | 23677.5 | 4778 | 17353.36 | -
|  |  | .13 | 630mm dia x 500mm dia | number | 1 | 39610.06 | 5233.65 | 220 | 4235 | 41730 | 380 | 47351.81 | 28000 | 3000 | 41670 | 5200 | 21691.7 | -
|  |  | .14 | 710mm dia x 630mm dia | number | 1 | 61789.04 | 4023.85 | 240 | 3179 | 42960 | 395 | 53364.74 | 30000 | 3500 | 46960 | 6581 | 27114.63 | -
|  |  | .15 | 800mm dia x 710mm dia | number | 1 | 76377.9 | 4778.25 | 260 | 3790 | 46260 | 400 | 60128 | 37500 | 3800 | 53000 | 8150 | 33893.29 | -
|  |  | .16 | 900mm dia x 800mm dia | number | 1 | 106632.25 | 6039.8 | - | 4828 | 49560 | 465 | 67644 | 50000 | 4200 | 59625 | 10523 | 48366.61 | -
-
|  | .07 | Equal Tees: | [15 empty] | -
|  |  | .01 | 75mm dia x 75mm dia x 75mm dia | number | 1 | 171.68 | 227.7 | 60 | 163 | 526 | 150 | 566.5 | 1100 | 3000 | 498.3 | 307 | 1710.08 | -
|  |  | .02 | 110mm dia x 110mm dia x 110mm dia | number | 1 | 375.84 | 430.1 | 90 | 356 | 876 | 175 | 964.31 | 1330 | 3000 | 848 | 548 | 2223.1 | -
|  |  | .03 | 160mm dia x 160mm dia x 160mm dia | number | 1 | 928 | 977.5 | 110 | 881 | 1894 | 200 | 2121.13 | 1970 | 3000 | 1866.7 | 954 | 2890.04 | -
|  |  | .04 | 200mm dia x 200mm dia x 200mm dia | number | 1 | 1894.28 | 1958.45 | 140 | 1797 | 5442 | 235 | 6153.81 | 3170 | 3000 | 5415.3 | 1556 | 3454.05 | -
|  |  | .05 | 250mm dia x 250mm dia x 250mm dia | number | 1 | 5036.72 | 5094.5 | 160 | 4776 | 8174 | 270 | 9258.31 | 6810 | 3000 | 8146.6 | 2233 | 4884.16 | -
|  |  | .06 | 315mm dia x 315mm dia x 315mm dia | number | 1 | 9135 | 9183.9 | 190 | 9173 | 8690 | 290 | 9844.38 | 12150 | 3000 | 8662.5 | 4556 | 6349.41 | -
|  |  | .07 | 355mm dia x 355mm dia x 355mm dia | number | 1 | 15919.16 | 12131.35 | 220 | 10193 | 15064 | 350 | 17087.63 | 20100 | 3000 | 15037 | 5601 | 8254.23 | -
-
-
|  | .08 | Reducing Tees: | [15 empty] | -
8.2.2 (a) | 150.04 |  | .01 | 160mm dia x 110mm dia x 160mm dia | number | 1 | 2442.96 | 2479.4 | 35 | 2416 | 2812 | 150 | 3165 | 3750 | 460 | 2785.2 | 980 | 2284.56 | -
| (cont.) |  | .02 | 200mm dia x 110mm dia x 200mm dia | number | 1 | 5033.24 | 5070.35 | 40 | 4773 | 6309 | 175 | 7138.38 | 6600 | 550 | 6281 | 1260 | 2949.22 | -
|  |  | .03 | 200mm dia x 160mm dia x 200mm dia | number | 1 | 4632.34 | 4673.6 | 45 | 4652 | 4420 | 200 | 4991.75 | 6500 | 800 | 4392.3 | 1350 | 3166.32 | -
|  |  | .04 | 250mm dia x 110mm dia x 250mm dia | number | 1 | 9436.6 | 9456.45 | 50 | 8949 | 9478 | 235 | 10739.44 | 11600 | 1000 | 9450 | 1775 | 4014.68 | No Quote on basket
|  |  | .05 | 250mm dia x 160mm dia x 250mm dia | number | 1 | 9357.14 | 9378.25 | 55 | 9395 | 8900 | 290 | 10083.13 | 12100 | 1250 | 8872.6 | 2047 | 4221.76
|  |  | .06 | 315mm dia x 110mm dia x 315mm dia | number | 1 | 8943.66 | 8994.15 | 60 | 8980 | 8508 | 350 | 9637.56 | 11800 | 1800 | 8481 | 3300 | 6141.26
|  |  | .07 | 315mm dia x 160mm dia x 315mm dia | number | 1 | 8943.66 | 8994.15 | 80 | 8980 | 8508 | 365 | 9637.56 | 11800 | 2000 | 8481 | 3947 | 7983.64 | -
|  |  | .08 | 355mm dia x 315mm dia x 355mm dia | number | 1 | 18924.25 | 18843.9 | 100 | 18940 | 17914 | 380 | 20325.88 | 12400 | 2000 | 17886 | 5251 | 10378.73 | -
|  |  | .09 | 400mm dia x 355mm dia x 400mm dia | number | 1 | 26183.13 | 26057.85 | 120 | 26227 | 24797 | 395 | 28147.94 | 16740 | 2000 | 20300 | 6873 | 13492.34 | -
|  |  | .10 | 450mm dia x 400mm dia x 450mm dia | number | 1 | 35782.65 | 37901.7 | 130 | 31994 | 26427 | 415 | 40020 | 22599 | 2600 | 24770 | 9861 | 17540.05 | -
|  |  | .11 | 500mm dia x 450mm dia x 500mm dia | number | 1 | 46910.83 | 49559.25 | 140 | 41958 | 28627 | 440 | 53251.25 | 30508.65 | 3000 | 27500 | 12101 | 22802.06 | -
|  |  | .12 | 630mm dia x 500mm dia x 630mm dia | number | 1 | 72960.51 | 77073 | 160 | 65288 | 35227 | 460 | 62967.7 | 36610.38 | 3500 | 34650 | 16373 | 29642.68 | -
|  |  | .13 | 710mm dia x 630mm dia x 710mm dia | number | 1 | 61789.04 | - | 200 | - | 38527 | 485 | 72684.15 | 49424.01 | 3800 | 39050 | 20845 | 38535.48 | -
|  |  | .14 | 800mm dia x 710mm dia x 800mm dia | number | 1 | 76377.9 | - | 220 | - | 40727 | 495 | 83850.6 | 66722.42 | 4200 | 44000 | 26301 | 50096.13 | -
|  |  | .15 | 900mm dia x 800mm dia x 900mm dia | number | 1 | 106632.55 | - | 240 | - | 42927 | 510 | 93567.05 | 90075.26 | 4800 | 49500 | 33889 | 65124.97 | -
|  |  | .16 | 1000mm dia x 900mm dia x 1000mm dia | number | 1 | 130969.32 | - | 260 | - | 46227 | 520 | 102583.5 | 121601.61 | 5200 | 55000 | 40723 | 84662.46 | -
-
|  | .09 | Stub and Stainless steel 316 Schedule 10 backing ring: | [15 empty] | -
-
|  |  | .01 | 110mm dia | number | 1 | 1135.64 | 681.95 | 35 | 1023 | 129 | 100 | 90.5 | 1010 | 3500 | 80 | 980 | 3323.98 | -
|  |  | .02 | 160mm dia | number | 1 | 1825.84 | 1029.25 | 40 | 2056 | 195 | 120 | 166.13 | 1790 | 3500 | 146.3 | 1260 | 421.77 | -
|  |  | .03 | 200mm dia | number | 1 | 2367.56 | 1343.2 | 45 | 3628 | 230 | 140 | 205.56 | 2920 | 3500 | 181.5 | 1350 | 547.53 | -
|  |  | .04 | 250mm dia | number | 1 | 4253.72 | 2581.75 | 50 | 5506 | 312 | 165 | 299.25 | 3650 | 3500 | 264 | 1775 | 711.8 | -
|  |  | .05 | 315mm dia | number | 1 | 5931.08 | 4121.6 | 55 | 10768 | 498 | 180 | 510.75 | 5200 | 3500 | 450 | 2047 | 925.32 | -
|  |  | .09 | 355mm dia | number | 1 | 9726 | 7576.2 | 60 | 18469 | 1930 | 200 | 2137.56 | 8216 | 3500 | 1881 | 3300 | 1202.92 | -
|  |  | .10 | 400mm dia | number | 1 | 15356.37 | 9674.95 | 80 | - | 2979 | 220 | 3329.06 | 12981.28 | 3500 | 2929.3 | 3947 | 1563.79 | -
|  |  | .11 | 450mm dia | number | 1 | 17784.66 | 10584.6 | 100 | - | 3312 | 235 | 3708.25 | 15577.54 | 3500 | 3262.6 | 5251 | 2032.93 | -
|  |  | .12 | 500mm dia | number | 1 | 21866 | 14188.7 | 120 | - | 19097 | 265 | 21645.38 | 18693.04 | 3500 | 19047.6 | 6873 | 2642.8 | -
|  |  | .13 | 560mm dia | number | 1 | 33028.68 | 23825.7 | 130 | - | 26706 | 280 | 30291.57 | 22431.65 | 3500 | 26656.3 | 9873 | 3435.65 | -
|  |  | .14 | 630mm dia | number | 1 | 38396 | 26164.8 | 140 | - | 32156 | 295 | 36485.44 | 32301.58 | 3500 | 32106.8 | 12101 | 4466.34 | -
|  |  | .15 | 710mm dia | number | 1 | 59334 | 46468.05 | 160 | - | 40081 | 310 | 45491.13 | 38761.89 | 3500 | 40032.3 | 16373 | 5806.24 | -
|  |  | .16 | 800mm dia | number | 1 | 76861.6 | 60435.95 | 200 | - | 49071 | 340 | 55706.5 | 46514.27 | 3500 | 49021.5 | 20845 | 7548.11 | -
|  |  | .17 | 900mm dia | number | 1 | 83825.08 | 82995.5 | 220 | - | 53949 | 360 | 95265 |  | 3500 | 55200 | 26301 | 9182.55 | -
-
|  | Plasson, Georg Fischer or similar | [16 empty] | -
|  | approved by Drakenstein Municipality | [16 empty] | -
|  | Compression Fittings: | [16 empty] | -
|  | (All compression fittings to be 16bar rated) | [16 empty] | -
|  | .10 | Straight Coupling: | [15 empty] | -
|  |  | .01 | 16mm dia | number | 1 | 84.88 | 42.55 | 20 | 20 | 57 | 80 | 44.72 | 23 | 80 | 29.7 | 135 | 90.18 | -
|  |  | .02 | 20mm dia | number | 1 | 90.22 | 41.4 | 25 | 27 | 62 | 95 | 52.31 | 23 | 110 | 35.2 | 145 | 112.73 | -
|  |  | .03 | 25mm dia | number | 1 | 111.99 | 49.45 | 30 | 33 | 70 | 105 | 64.27 | 25 | 110 | 43 | 155 | 140.91 | -
|  |  | .05 | 40mm dia | number | 1 | 172.66 | 94.3 | 35 | 69 | 120 | 115 | 140 | 58 | 140 | 93.5 | 165 | 176.13 | -
|  |  | .06 | 50mm dia | number | 1 | 222.77 | 123.05 | 40 | 94 | 154 | 125 | 190.16 | 79 | 185 | 126.5 | 170 | 220.17 | -
|  |  | .07 | 63mm dia | number | 1 | 280.6 | 148.35 | 55 | 130 | 209 | 140 | 272.42 | 110 | 250 | 181.5 | 219 | 275.21 | -
-
|  | .11 | Reducer Coupling: | [15 empty] | -
|  |  | .01 | 20mm dia x 16mm dia | number | 1 | 95.21 | 46 | 35 | 27 | 67 | 95 | 59.4 | 29 | 100 | 36.9 | 65 | 88.86 | -
|  |  | .02 | 25mm dia x 16mm dia | number | 1 | 101.36 | 54.05 | 40 | 30 | 72 | 105 | 68.15 | 32 | 100 | 45 | 75 | 97.75 | -
|  |  | .03 | 25mm dia x 20mm dia | number | 1 | 101.36 | 49.45 | 45 | 30 | 72 | 110 | 68.15 | 25 | 100 | 45 | 80 | 107.52 | -
|  |  | .04 | 32mm dia x 20mm dia | number | 1 | 112.43 | 69 | 50 | 39 | 83 | 120 | 83.9 | 43 | 100 | 56 | 89 | 118.28 | -
|  |  | .05 | 32mm dia x 25mm dia | number | 1 | 115.16 | 65.55 | 55 | 39 | 86 | 125 | 87.78 | 34 | 100 | 58.3 | 95 | 130.1 | -
|  |  | .06 | 40mm dia x 25mm dia | number | 1 | 143.87 | 101.2 | 60 | 67 | 113 | 130 | 128.62 | 73 | 150 | 84.7 | 100 | 143.11 | -
|  |  | .07 | 40mm dia x 32mm dia | number | 1 | 157.23 | 95.45 | 80 | 67 | 113 | 135 | 128.62 | 59 | 150 | 84.7 | 115 | 157.43 | -
|  |  | .08 | 50mm dia x 25mm dia | number | 1 | 187.86 | 120.75 | 100 | 87 | 142 | 140 | 172.18 | 135 | 150 | 114.4 | 121 | 173.17 | -
|  |  | .09 | 50mm dia x 40mm dia | number | 1 | 201.43 | 158.7 | 120 | 87 | 148 | 150 | 180.92 | 77 | 150 | 120 | 132 | 190.49 | -
|  |  | .10 | 63mm dia x 25mm dia | number | 1 | 241.62 | 189.75 | 130 | 123 | 186 | 160 | 238.1 | 135 | 150 | 159 | 150 | 209.53 | -
|  |  | .11 | 63mm dia x 32mm dia | number | 1 | 256.47 | 158.7 | 140 | 123 | 186 | 170 | 238.1 | 135 | 150 | 159 | 165 | 230.49 | -
|  |  | .12 | 63mm dia x 40mm dia | number | 1 | 256.47 | 158.7 | 160 | 123 | 186 | 185 | 238.1 | 135 | 150 | 159 | 185.39 | 253.54 | -
8.2.2 (a) | 150.04 |  | .13 | 63mm dia x 50mm dia | number | 1 | 256.47 | 148.35 | 200 | 123 | 186 | 200 | 238.1 | 108 | 150 | 159 | 185.39 | 278.89 | -
| (cont.) | [17 empty] | -
|  | .12 | Straight Male Adaptor: | [15 empty] | -
|  |  | .01 | 16mm dia x 1/2" | number | 1 | 29.43 | 36.8 | 35 | 13 | 44 | 85 | 26.15 | 15 | 100 | 17.6 | 27.32 | 80.77 | -
|  |  | .02 | 16mm dia x 3/4" | number | 1 | 29.43 | 36.8 | 40 | 13 | 44 | 100 | 26.15 | 17 | 100 | 17.6 | 27.32 | 88.85 | -
|  |  | .03 | 20mm dia x 1/2" | number | 1 | 33.67 | 33.35 | 45 | 16 | 48 | 110 | 32.18 | 13 | 100 | 21.5 | 33.6 | 97.74 | -
|  |  | .04 | 20mm dia x 3/4" | number | 1 | 33.67 | 33.35 | 50 | 16 | 48 | 115 | 32.18 | 13 | 100 | 21.5 | 33.6 | 107.51 | -
|  |  | .05 | 25mm dia x 1/2" | number | 1 | 37.49 | 40.25 | 55 | 18 | 52 | 120 | 37.62 | 14 | 100 | 25 | 39.27 | 118.26 | -
|  |  | .06 | 25mm dia x 3/4" | number | 1 | 37.49 | 40.25 | 60 | 18 | 52 | 125 | 37.62 | 14 | 150 | 25 | 39.27 | 130.09 | -
|  |  | .07 | 32mm dia x 3/4" | number | 1 | 45.15 | 51.75 | 80 | 23 | 59 | 135 | 48.51 | 18 | 150 | 32.3 | 50.67 | 143.1 | -
|  |  | .08 | 40mm dia x 1" 1/2" | number | 1 | 72.7 | 79.35 | 100 | 43 | 85 | 140 | 87.7 | 40 | 150 | 58.3 | 91.66 | 157.41 | -
|  |  | .09 | 50mm dia x 1" 1/2" | number | 1 | 88.07 | 96.6 | 120 | 56 | 100 | 155 | 109.56 | 47 | 150 | 73 | 114.43 | 173.15 | -
|  |  | .10 | 50mm dia x 2" | number | 1 | 88.07 | 103.5 | 130 | 56 | 100 | 165 | 109.56 | 62 | 150 | 73 | 114.43 | 190.46 | -
|  |  | .11 | 63mm dia x 1" 1/2" | number | 1 | 129.83 | 116.15 | 140 | 80 | 140 | 175 | 168.96 | 70 | 150 | 113.3 | 176.49 | 209.51 | -
|  |  | .12 | 63mm dia x 2" | number | 1 | 129.83 | 113.85 | 160 | 80 | 140 | 180 | 168.96 | 68 | 150 | 113.3 | 176.49 | 230.46 | -
-
|  | .13 | 90° Elbows: | [15 empty] | -
|  |  | .01 | 32mm dia | number | 1 | 75.77 | 64.4 | 60 | 2 | 88 | 80 | 92.07 | 33 | 85 | 61.6 | 75.75 | 75.15 | -
|  |  | .02 | 40mm dia | number | 1 | 124.84 | 96.6 | 90 | 72 | 135 | 90 | 161.87 | 60 | 98 | 107.8 | 169.39 | 82.67 | -
|  |  | .03 | 50mm dia | number | 1 | 156.22 | 128.8 | 110 | 101 | 165 | 100 | 206.5 | 85 | 100 | 137.5 | 203.81 | 90.93 | -
|  |  | .04 | 63mm dia | number | 1 | 245.89 | 143.75 | 140 | 123 | 250 | 115 | 334.04 | 103 | 150 | 223 | 275.55 | 100.02 | -
|  | .14 | 90° Elbows Male Threaded: | [15 empty] | -
|  |  | .01 | 32mm dia x 1/2" | number | 1 | 32.39 | 58.65 | 60 | 29 | 47 | 80 | 30.36 | 27 | 85 | 20.5 | 75.15 | 78.91 | -
|  |  | .02 | 32mm dia x 3/4" | number | 1 | 29.49 | 56.35 | 90 | 29 | 44 | 90 | 26.24 | 24 | 85 | 17.6 | 52.39 | 86.8 | -
|  |  | .03 | 40mm dia x 1" 1/2" | number | 1 | 45.67 | 81.65 | 110 | 46 | 60 | 100 | 49.25 | 50 | 85 | 33 | 123.54 | 95.48 | -
|  |  | .04 | 50mm dia x 1" 1/2" | number | 1 | 53.73 | 102.35 | 140 | 62 | 67 | 115 | 60.72 | 54 | 98 | 40.7 | 142.33 | 105.003 | -
|  |  | .05 | 50mm dia x 2" | number | 1 | 79.49 | 112.7 | 160 | 62 | 77 | 120 | 85.82 | 90 | 100 | 47 | 163.4 | 115.53 | -
|  |  | .06 | 63mm dia x 1" 1/2" | number | 1 | 79.49 | 125.35 | 190 | 87 | 87 | 130 | 91.99 | 82 | 150 | 61.6 | 216.36 | 127.08 | -
|  |  | .07 | 63mm dia x 2" | number | 1 | 74.85 | 120.75 | 220 | 87 | 84 | 135 | 84.81 | 75 | 150 | 56 | 216.35 | 139.79 | -
-
|  | .15 | 90° Elbows Female Threaded: | [15 empty] | -
|  |  | .01 | 32mm dia x 1/2" | number | 1 | 31.93 | 57.5 | 60 | 30 | 44 | 80 | 27.72 | 32 | 85 | 18.7 | 75.15 | 82.85 | No Quote on basket
|  |  | .02 | 32mm dia x 3/4" | number | 1 | 31.93 | 57.5 | 90 | 30 | 44 | 90 | 27.72 | 30 | 85 | 17.1 | 52.39 | 91.14
|  |  | .03 | 40mm dia x 1" 1/2" | number | 1 | 64.41 | 98.9 | 110 | 59 | 111 | 100 | 125.9 | 65 | 85 | 83.6 | 123.54 | 100.25
|  |  | .04 | 50mm dia x 1" 1/2" | number | 1 | 74.85 | 120.75 | 140 | 59 | 128 | 115 | 150.98 | 75 | 100 | 100.1 | 142.33 | 110.28 | -
|  |  | .05 | 50mm dia x 2" | number | 1 | 84.13 | 129.95 | 160 | 79 | 92 | 120 | 98.01 | 87 | 100 | 66 | 163.4 | 121.3 | -
|  |  | .06 | 63mm dia x 1" 1/2" | number | 1 | 98.05 | 143.75 | 190 | 108 | 173 | 130 | 219.04 | 103 | 150 | 145.2 | 216.36 | 133.44 | -
|  |  | .07 | 63mm dia x 2" | number | 1 | 98.05 | 143.75 | 220 | 108 | 173 | 135 | 219.04 | 103 | 150 | 145.2 | 216.35 | 146.78 | -
-
|  | .16 | Equal Tees: | [15 empty] | -
|  |  | .01 | 16mm dia | number | 1 | 41.21 | 50.6 | 35 | 26 | 72 | 80 | 67.57 | 32 | 85 | 45 | 106 | 110.96 | -
|  |  | .02 | 20mm dia | number | 1 | 62.09 | 47.15 | 40 | 36 | 85 | 90 | 86.63 | 29 | 85 | 57.2 | 106 | 122.06 | -
|  |  | .03 | 25mm dia | number | 1 | 42.37 | 59.8 | 45 | 47 | 99 | 100 | 107.91 | 38 | 85 | 71.5 | 369 | 134.26 | -
|  |  | .04 | 32mm dia | number | 1 | 51.65 | 77.05 | 50 | 61 | 121 | 115 | 140.58 | 49 | 98 | 93.5 | 436 | 149.69 | -
|  |  | .05 | 40mm dia | number | 1 | 52.33 | 87.4 | 55 | 101 | 180 | 120 | 229.93 | 85 | 100 | 152.9 | 521 | 162.46 | -
|  |  | .06 | 50mm dia | number | 1 | 107.33 | 152.95 | 60 | 137 | 233 | 130 | 308.39 | 114 | 150 | 205.7 | 605.36 | 178.71 | -
|  |  | .07 | 63mm dia | number | 1 | 147.93 | 193.2 | 80 | 195 | 342 | 135 | 472.4 | 162 | 100 | 314.6 | 775.62 | 196.58 | -
-
|  | .17 | Reducer Tees: | [15 empty] | -
|  |  | .02 | 25mm dia x 20mm dia x 25mm dia | number | 1 | 52.05 | 62.1 | 50 | 46 | 96 | 100 | 103.54 | 40 | 85 | 68.2 | 108.17 | 110.96 | -
|  |  | .05 | 32mm dia x 25mm dia x 32mm dia | number | 1 | 55.53 | 73.6 | 55 | 60 | 121 | 115 | 140.58 | 45 | 85 | 93.5 | 146.89 | 116.51 | -
|  |  | .10 | 50mm dia x 40mm dia x 50mm dia | number | 1 | 120.49 | 158.7 | 60 | 137 | 220 | 120 | 289.82 | 120 | 85 | 193.6 | 302.87 | 122.34 | -
|  |  | .13 | 63mm dia x 50mm dia x 63mm dia | number | 1 | 152.97 | 190.9 | 80 | 180 | 332 | 135 | 458.21 | 159 | 100 | 305.8 | 478.39 | 128.45 | -
-
|  | .18 | End Plug: | [15 empty] | -
|  |  | .01 | 20mm dia | number | 1 | 34.77 | 35.65 | 30 | 18 | 52 | 60 | 37.62 | 15 | 10 | 25.3 | 39.27 | 96.77 | -
|  |  | .02 | 25mm dia | number | 1 | 50.49 | 42.55 | 50 | 21 | 56 | 80 | 43.64 | 17 | 15 | 28.6 | 45.55 | 116.12 | -
|  |  | .03 | 32mm dia | number | 1 | 28.45 | 54.05 | 60 | 25 | 62 | 95 | 52.31 | 22 | 20 | 35.2 | 54.64 | 139.35 | -
|  |  | .04 | 40mm dia | number | 1 | 41.21 | 75.9 | 70 | 42 | 98 | 105 | 106.26 | 37 | 45 | 71.5 | 111.01 | 167.22 | -
|  |  | .05 | 50mm dia | number | 1 | 55.13 | 101.2 | 80 | 62 | 100 | 115 | 109.56 | 53 | 45 | 73.7 | 114.43 | 200.66 | -
|  |  | .06 | 63mm dia | number | 1 | 71.37 | 117.3 | 90 | 85 | 138 | 120 | 458.21 | 72 | 85 | 110 | 173.65 | 240.79 | -
-
8.2.2 (a) | 150.05 | Extra over for items 150.01 for | [16 empty] | -
|  | supplying, laying and bedding of | [16 empty] | -
|  | Cobra Brass fittings or similar approved | [16 empty] | -
|  | by Drakenstein Municipality or according to SANS | [16 empty] | -
|  | (All brass fittings to be DZR brass) | [16 empty] | -
-
|  | .01 | Couplings: | [15 empty] | -
|  |  | .01 | 15mm dia x 15mm dia | number | 1 | 41.21 | 42.55 | 40 | 31 | 52 | 65 | 37.46 | 34 | 150 | 25.3 | 54.64 | 68.36 | -
|  |  | .02 | 22mm dia x 22mm dia | number | 1 | 62.09 | 63.25 | 50 | 61 | 71 | 80 | 65.51 | 91 | 150 | 44 | 67.18 | 71.77 | -
|  |  | .03 | 28mm dia x 28mm dia | number | 1 | 99.21 | 119.6 | 60 | 138 | 119 | 90 | 137.45 | 198 | 150 | 91.3 | 89.38 | 75.36 | -
-
|  |  | .04 | 35mm dia x 35mm dia | number | 1 | 111.97 | 140.3 | 20 | 248 | 183 | 100 | 233.81 | 224 | 250 | 156.2 | 146.31 | 101.74 | -
|  |  | .05 | 42mm dia x 42mm dia | number | 1 | 152.57 | 188.6 | 90 | 337 | 252 | 110 | 338.17 | 306 | 450 | 225.5 | 198.7 | 106.83 | -
-
|  | .02 | Reducer couplings: | [15 empty] | -
|  |  | .01 | 22mm dia x 15mm dia | number | 1 | 52.81 | 59.8 | 60 | 66 | 86 | 80 | 71.69 | 67 | 250 | 48.4 | 62.06 | 88.86 | -
|  |  | .02 | 28mm dia x 15mm dia | number | 1 | 58.95 | 164.45 | 90 | 140 | 110 | 90 | 166.75 | 89 | 250 | 62 | 71.15 | 93.31 | -
|  |  | .03 | 28mm dia x 22mm dia | number | 1 | 60.48 | 164.45 | 110 | 160 | 131 | 95 | 139.51 | 133 | 250 | 93.5 | 87.66 | 97.97 | -
|  |  | .04 | 35mm dia x 22mm dia | number | 1 | 70.03 | 241.5 | 140 |  | 139 | 105 | 253.75 | 147 | 250 | 117 | 84.66 | 102.87 | -
|  |  | .05 | 42mm dia x 22mm dia | number | 1 | 101.47 | 364.55 | 160 |  | 152 | 110 | 398.75 | 156 | 250 | 141 | 134.35 | 108.01 | -
|  |  | .06 | 42mm dia x 28mm dia | number | 1 | 101.47 | 392.15 | 190 |  | 165 | 120 | 433.55 | 177 | 250 | 180 | 134.35 | 113.41 | -
|  |  | .07 | 54mm dia x 22mm dia | number | 1 | 132.09 | 546.25 | 220 |  | 176 | 125 | 616.25 | 312 | 250 | 232 | 189.02 | 119.08 | -
|  |  | .08 | 54mm dia x 28mm dia | number | 1 | 138.24 | 569.25 | 240 |  | 198 | 130 | 646.25 | 355 | 250 | 296 | 189.02 | 125.04 | -
|  |  | .09 | 54mm dia x 35mm dia | number | 1 | 178.43 | 619.85 | 260 |  | 225 | 135 | 709.05 | 300 | 250 | 370 | 189.02 | 131.29 | -
-
|  | .03 | Reducer couplings male threaded: | [15 empty] | -
|  |  | .01 | 15mm dia x 3/4" | number | 1 | 33.09 | 59.8 | 70 | 43 | 72 | 75 | 51.48 | 26 | 250 | 34.1 | 75.15 | 68.36 | -
|  |  | .02 | 22mm dia x 1" | number | 1 | 43.53 | 85.1 | 90 | 80 | 95 | 80 | 85.72 | 39 | 250 | 57.2 | 52.39 | 71.77 | -
-
|  | .04 | Reducer couplings female threaded: | [15 empty] | -
|  |  | .01 | 15mm dia x 1/2" | number | 1 | 28.77 | 40.25 | 50 | 23 | 59 | 75 | 23.2 | 25 | 150 | 23 | 75.15 | 71.77 | -
|  |  | .02 | 22mm dia x 3/4" | number | 1 | 38.71 | 52.9 | 60 | 37 | 77 | 80 | 37.7 | 42 | 150 | 43 | 52.39 | 75.36 | -
|  |  | .03 | 28mm dia x 1" | number | 1 | 67.89 | 88.55 | 70 | 94 | 130 | 85 | 93.82 | 108 | 175 | 72.8 | 123.54 | 79.13 | -
|  |  | .04 | 35mm dia x 1" 1/4" | number | 1 | 129.37 | 157.55 | 80 | 233 | 207 | 90 | 203 | 198 | 250 | 90 | 142.33 | 83.09 | -
|  |  | .05 | 42mm dia x 1 /2"" | number | 1 | 122.41 | 158.7 | 90 | 284 | 260 | 95 | 255.2 | 247 | 250 | 150 | 163.4 | 87.24 | -
-
|  | .05 | Equal tee: | [15 empty] | -
|  |  | (all copper x copper connections) | [15 empty] | -
|  |  | .01 | 15mm dia x 15mm dia x 15mm dia | number | 1 | 41.21 | 52.9 | 40 | 45 | 74 | 100 | 54.62 | 46 | 250 | 36.3 | 42.95 | 88.86 | -
|  |  | .02 | 22mm dia x 22mm dia x 22mm dia | number | 1 | 62.09 | 75.9 | 50 | 81 | 103 | 120 | 98.18 | 91 | 250 | 66 | 50.2 | 97.75 | -
|  |  | .03 | 28mm dia x 28mm dia x 28mm dia | number | 1 | [12 empty] | -
|  |  | .04 | 35mm dia x 35mm dia x 35mm dia | number | 1 | [12 empty] | -
|  |  | .05 | 42mm dia x 42mm dia x 42mm dia | number | 1 | 261.61 | 296.7 | 60 | 392 | 416 | 130 | 567.27 | 509 | 250 | 378.4 | 62 | 107.52 | -
-
|  | .06 | Reducing tee: | [15 empty] | -
|  |  | (all copper x copper connections) | [15 empty] | -
|  |  | .01 | 15mm dia x 22mm dia x 15mm dia | number | 1 | 63.25 | 77.05 | 70 | 102 | 114 | 80 | 114.59 | 100 | 200 | 77 | 42.95 | 88.86 | -
|  |  | .02 | 22mm dia x 28mm dia x 22mm dia | number | 1 | 86.45 | 138 | 90 | 136 | 139 | 90 | 151.22 | 221 | 200 | 100 | 50.2 | 97.75 | -
-
|  | .07 | Reducing tee: | [15 empty] | -
|  |  | (copper x male x copper connections) | [15 empty] | -
|  |  | .01 | 15mm dia x 1/2" dia x 15mm dia | number | 1 | 63.25 | 89.7 | 70 | 79 | 101 | 90 | 94.13 | 90 | 150 | 62.7 | 42.95 | 88.86 | -
|  |  | .02 | 22mm dia x 3/4" dia x 22mm dia | number | 1 | 86.45 | 157.55 | 90 | 124 | 121 | 100 | 136.49 | 127 | 150 | 88 | 42.95 | 97.75 | -
-
|  | .08 | 90° elbows: | [15 empty] | -
|  |  | (copper x copper connections) | [15 empty] | -
|  |  | .01 | 15mm dia x 15mm dia | number | 1 | 31.93 | 43.7 | 50 | 32 | 53 | 80 | 39.02 | 33 | 150 | 25.3 | 57.95 | 71.77 | -
|  |  | .02 | 22mm dia x 22mm dia | number | 1 | 49.33 | 63.25 | 60 | 52 | 70 | 85 | 63.94 | 55 | 150 | 41.8 | 57.95 | 73.93 | -
|  |  | .03 | 28mm dia x 28mm dia | number | 1 | 94.04 | 115 | 70 | 138 | 130 | 95 | 154.28 | 143 | 150 | 99 | 57.95 | 76.14 | No Quote on basket
|  |  | .05 | 42mm dia x 42mm dia | number | 1 | 200.13 | 235.75 | 80 | 391 | 242 | 98 | 322.58 | 283 | 100 | 235.4 | 57.95 | 78.43
8.2.2 (a) | 150.05 |  | .06 | 54mm dia x 54mm dia | number | 1 | 371.81 | 415.15 | 90 | 597 | 394 | 105 | 550.11 | 354 | 100 | 409.2 | 57.95 | 80.78
| (cont.) | [17 empty] | -
|  | .09 | 90° elbows: | [15 empty] | -
|  |  | (copper x female connections) | [15 empty] | -
|  |  | .01 | 15mm dia x 1/2" | number | 1 | 39.23 | 50.6 | 50 | 31 | 52 | 80 | 37.46 | 38 | 100 | 25.3 | 44.5 | 71.77 | -
|  |  | .02 | 22mm dia x 3/4" | number | 1 | 47.01 | 60.95 | 60 | 51 | 69 | 85 | 62.37 | 60 | 100 | 41.8 | 44.5 | 73.93 | -
|  |  | .03 | 28mm dia x 1" | number | 1 | 86.45 | 106.95 | 70 | 132 | 126 | 95 | 148.09 | 145 | 150 | 103.4 | 44.5 | 76.14 | -
|  |  | .05 | 42mm dia 1" 1/2" | number | 1 | 138.65 | 295.55 | 80 | 439 | 263 | 98 | 353.76 | 264 | 150 | 214.5 | 44.5 | 78.43 | -
|  |  | .06 | 54mm dia x 2" | number | 1 | 156.05 | 486.45 | 90 | 600 | 436 | 105 | 614.05 | 39 | 150 | 366.3 | 44.5 | 80.78 | -
-
|  | .10 | 90° elbows: | [15 empty] | -
|  |  | (copper x male connections) | [15 empty] | -
|  |  | .01 | 15mm dia x 1/2" | number | 1 | 36.57 | 48.3 | 50 | 33 | 54 | 80 | 40.51 | 39 | 200 | 24.2 | 44.5 | 71.77 | -
|  |  | .02 | 22mm dia x 3/4" | number | 1 | 47.01 | 60.95 | 60 | 54 | 71 | 85 | 65.51 | 60 | 200 | 41.8 | 44.5 | 73.93 | -
|  |  | .03 | 28mm dia x 1" | number | 1 | 109.65 | 129.95 | 70 | 106 | 112 | 95 | 127.79 | 130 | 200 | 98 | 44.5 | 76.14 | -
|  |  | .05 | 42mm dia 1" 1/2" | number | 1 | 138.65 | 364.55 | 80 | 439 | 329 | 98 | 453.5 | 268 | 200 | 236.5 | 44.5 | 78.43 | -
|  |  | .06 | 54mm dia x 2" | number | 1 | 156.05 | 384.1 | 90 | 616 | 339 | 105 | 467.53 | 394 | 200 | 409.2 | 44.5 | 80.78 | -
-
|  | .11 | Stop End | [15 empty] | -
|  |  | .01 | 15mm dia | number | 1 | 25.31 | 36.8 | 40 | 30 | 35 | 60 | 37.46 | 39 | 100 | 25.3 | 32.95 | 7.41 | -
|  |  | .02 | 22mm dia | number | 1 | 34.77 | 48.3 | 50 | 43 | 46 | 65 | 53.05 | 58 | 100 | 35.2 | 32.95 | 81.29 | -
|  |  | .03 | 28mm dia | number | 1 | 50.49 | 71.3 | 60 | 66 | 64 | 70 | 79.53 | 121 | 100 | 52.8 | 32.95 | 85.35 | -
-
8.2.2 (a) | 150.06 | Extra over for items 150.01 for | [16 empty] | -
|  | supplying, laying and bedding | [16 empty] | -
|  | of Stainless Steel Grade 316 fittings | [16 empty] | -
|  | excluding couplings: | [16 empty] | -
|  | (All fittings to be fixed using Stainless | [16 empty] | -
|  | Steel Grade 316 Nuts & Bolts treated with | [16 empty] | -
|  | nickel anti-seize compound. Gaskets to be a | [16 empty] | -
|  | universal non-asbestos grade, made from aramid | [16 empty] | -
|  | and glass fibres with a nitrile rubber binder | [16 empty] | -
|  | formerly known as "CAF" gaskets) | [16 empty] | -
-
|  | .01 | All sides flanged equal tees: | [15 empty] | -
|  |  | .01 | 63mm dia x 63mm dia x 63mm dia | number | 1 | 3453.08 | 2363.25 | 150 | - | 6465 | 75 | 7291.19 | 1750 | 2500 | 6415.2 | 620 | 1881.09 | -
|  |  | .02 | 75mm dia x 75mm dia x 75mm dia | number | 1 | 4311.48 | 3214.25 | 150 | - | 7277 | 76 | 8213.061 | 2320 | 3000 | 7227 | 760 | 2351.36 | -
|  |  | .03 | 90mm dia x 90mm dia x 90mm dia | number | 1 | 4584.08 | 3450 | 150 | - | 8493 | 95 | 9595.19 | 3050 | 3900 | 8443.6 | 810 | 2939.2 | -
|  |  | .04 | 110mm dia x 110mm dia x 110mm dia | number | 1 | 5853.35 | 4686.25 | 150 | - | 8493 | 105 | 9595.19 | 3310 | 5070 | 8443.6 | 1056 | 3674 | -
|  |  | .05 | 160mm dia x 160mm dia x 160mm dia | number | 1 | 9617.55 | 7825.75 | 150 | - | 12668 | 135 | 22943.45 | 5630 | 6591 | 12619.2 | 1200 | 4592.8 | -
|  |  | .06 | 200mm dia x 200mm dia x 200mm dia | number | 1 | 14129.95 | 10689.25 | 150 | - | 18312 | 145 | 33204.85 | 8120 | 8568 | 18262.2 | 1498 | 5470.63 | -
|  |  | .07 | 250mm dia x 250mm dia x 250mm dia | number | 1 | 21187.62 | 16094.25 | 150 | - | 24119 | 160 | 27352.31 | 10580 | 11138 | 24069.1 | 2128 | 7125.78 | -
|  |  | .08 | 315mm dia x 315mm dia x 315mm dia | number | 1 | 30677.99 | 25018.25 | 200 | - | 32873 | 180 | 37299.75 | 13090 | 12500 | 32824 | 3016 | 8696.73 | -
|  |  | .09 | 355mm dia x 355mm dia x 355mm dia | number | 1 | 51649.49 | 31543.35 | 200 | - | 41899 | 215 | 47556.81 | 14399 | 15000 | 41849.5 | 3788 | 11212.16 | -
|  |  | .10 | 400mm dia x 400mm dia x 400mm dia | number | 1 | 60941 | 41543.35 | 250 | - | 51968 | 225 | 58998.6 | 17278.8 | 15000 | 51917.8 | 4000 | 14015.2 | -
|  |  | .11 | 450mm dia x 450mm dia x 450mm dia | number | 1 | 70497.07 | 55687.6 | 250 | - | 63256 | 235 | 71826.69 | 19006.68 | 15000 | 63207 | 4590 | 17519 | -
|  |  | .12 | 500mm dia x 500mm dia x 500mm dia | number | 1 | 90421.24 | 66010 | 250 | - | 83760 | 245 | 95126.44 | 20907.35 | 18000 | 83710 | 5000 | 21298.73 | -
|  |  | .13 | 560mm dia x 560mm dia x 560mm dia | number | 1 | 134443.24 | 75279 | 250 | - | 103614 | 285 | 117687.5 | 22998.08 | 18000 | 103565 | 5630 | 27373.43 | -
|  |  | .14 | 630mm dia x 630mm dia x 630mm dia | number | 1 | 177887.7 | 100429.5 | 300 | - | 144980 | 300 | 164694.63 | 25297.89 | 20000 | 144931.6 | 6350 | 34216.79 | -
|  |  | .15 | 710mm dia x 710mm dia x 710mm dia | number | 1 | 195113.25 | 112596.5 | 300 | - | 159785 | 350 | 181518.5 | 27827.68 | 20000 | 159736.5 | 7100 | 42770.99 | -
|  |  | .16 | 800mm dia x 800mm dia x 800mm dia | number | 1 | 245336.55 | 144900 | 450 | - | 206777 | 400 | 234917.63 | 30610.45 | - | 206727.4 | 8000 | 53463.74 | -
|  |  | .17 | 900mm dia x 900mm dia x 900mm dia | number | 1 | 195834.72 | 191590 | 450 | - | 245613 | 650 | 279049.69 | 33671.49 | - | 245563 | 9800 | 66829.67 | -
[10 empty] | - | [8 empty] | -
|  | .02 | Two sides plain ended, one side flanged tee: | [6 empty] | - | [8 empty] | -
|  |  | .01 | 63mm dia x 63mm dia x 63mm dia | number | 1 | 2455.48 | 2087 | 35 | - | 3490 | 77 | 3910.56 | 1750 | 2500 | 3440.8 | 620 | 1446.99 | -
|  |  | .02 | 75mm dia x 75mm dia x 75mm dia | number | 1 | 3226.88 | 2840 | 40 | - | 3822 | 79 | 4286.94 | 2320 | 3000 | 3773 | 760 | 1808.74 | -
|  |  | .03 | 90mm dia x 90mm dia x 90mm dia | number | 1 | 3458.88 | 3059 | 45 | - | 4513 | 108 | 5072.44 | 3050 | 3900 | 4462.7 | 810 | 2260.9 | -
|  |  | .04 | 110mm dia x 110mm dia x 110mm dia | number | 1 | 4153.95 | 3726 | 50 | - | 4513 | 120 | 5072.44 | 3310 | 5070 | 4462.7 | 1056 | 28626.15 | -
|  |  | .05 | 160mm dia x 160mm dia x 160mm dia | number | 1 | 6653.75 | 6014.5 | 55 | - | 6688 | 125 | 7544.06 | 5630 | 6591 | 6638.5 | 1200 | 3532.69 | -
|  |  | .06 | 200mm dia x 200mm dia x 200mm dia | number | 1 | 9263.75 | 8096 | 60 | - | 9330 | 155 | 10546.13 | 8120 | 8568 | 9280.7 | 1498 | 4415.87 | -
8.2.2 (a) | 150.06 |  | .07 | 250mm dia x 250mm dia x 250mm dia | number | 1 | 14593.02 | 12857 | 80 | - | 12348 | 165 | 13975.88 | 10580 | 11138 | 12298 | 2128 | 5519.83 | -
| (cont.) |  | .08 | 315mm dia x 315mm dia x 315mm dia | number | 1 | 18637.19 | 16404.75 | 100 | - | 16358 | 185 | 18532.69 | 13090 | 12500 | 16308.6 | 3016 | 6899.79 | -
|  |  | .09 | 355mm dia x 355mm dia x 355mm dia | number | 1 | 25149.2 | 29986.25 | 120 | - | 20872 | 215 | 23661.94 | 14399 | 15000 | 20823 | 3788 | 8624.74 | -
|  |  | .10 | 400mm dia x 400mm dia x 400mm dia | number | 1 | 30315.86 | 39488.7 | 130 | - | 25744 | 228 | 29198.88 | 17278.8 | 15000 | 25695 | 4000 | 10780.92 | -
|  |  | .11 | 450mm dia x 450mm dia x 450mm dia | number | 1 | 37496.23 | 52914.95 | 140 | - | 31214 | 238 | 35414.87 | 19006.68 | 15000 | 31163 | 4590 | 13476.15 | -
|  |  | .12 | 500mm dia x 500mm dia x 500mm dia | number | 1 | 52599.44 | 62738.25 | 160 | - | 45023 | 248 | 51106.56 | 20907.35 | 18000 | 44973.5 | 3000 | 16845.19 | -
|  |  | .13 | 560mm dia x 560mm dia x 560mm dia | number | 1 | 67155.12 | 71547.25 | 200 | - | 54722 | 285 | 62127.88 | 22998.08 | 18000 | 54672.2 | 5630 | 21056.49 | -
|  |  | .14 | 630mm dia x 630mm dia x 630mm dia | number | 1 | 96567.4 | 95444.25 | 300 | - | 82781 | 300 | 94014.19 | 25297.89 | 20000 | 82732 | 7100 | 26320.61 | -
|  |  | .15 | 710mm dia x 710mm dia x 710mm dia | number | 1 | 108992.53 | 107007.5 | 300 | - | 93493 | 348 | 106186.06 | 27827.68 | 20000 | 120524.8 | 8000 | 32900.76 | -
|  |  | .16 | 800mm dia x 800mm dia x 800mm dia | number | 1 | 109661.79 | 137701 | 450 | - | 120574 | 410 | 136960.25 | 30610.45 | 25000 | 144567.5 | 9800 | 41125.95 | -
|  |  | .17 | 900mm dia x 900mm dia x 900mm dia | number | 1 | 145083.37 | 182062.25 | 450 | - | 144817 | 660 | 164281.25 | 33671.49 | 25000 | 162700 | - | 51407.44 | -
[10 empty] | - | [8 empty] | -
|  | .03 | All sides flanged reducer tees: | [6 empty] | - | [8 empty] | -
|  |  | .01 | 110mm dia x 75mm dia x 110mm dia | number | 1 | 5343.88 | 3680 | - | - | 7943 | 115 | 8970.44 | 2000 | 2500 | 7893.6 | 1056 | 186.57 | -
|  |  | .02 | 160mm dia x 110mm dia x 160mm dia | number | 1 | 8702.08 | 6969 | 35 | - | 10962 | 118 | 12401.69 | 2000 | 3000 | 10913.1 | 1200 | 2582.55 | -
|  |  | .03 | 200mm dia x 110mm dia x 200mm dia | number | 1 | 11538.28 | 10309 | 40 | - | 14264 | 150 | 16153.56 | 3000 | 3900 | 14215.3 | 1498 | 3357.31 | -
|  |  | .04 | 200mm dia x 160mm dia x 200mm dia | number | 1 | 13080.15 | 10574.25 | 45 | - | 15970 | 158 | 18091.56 | 3000 | 5070 | 17836.5 | 2128 | 4364.5 | -
|  |  | .05 | 250mm dia x 110mm dia x 250mm dia | number | 1 | 16356.22 | 14145 | 50 | - | 17886 | 163 | 20269.38 | 4000 | 6591 | 21952.7 | 3016 | 5673.85 | -
|  |  | .06 | 250mm dia x 200mm dia x 250mm dia | number | 1 | 19627.62 | 15122.5 | 60 | - | 22002 | 170 | 24946.81 | 4000 | 8568 | 23345.3 | 3788 | 7376.01 | -
|  |  | .07 | 315mm dia x 110mm dia x 315mm dia | number | 1 | 21890.99 | 20947.25 | 80 | - | 23400 | 190 | 26534.88 | 6000 | 11136 | 25108.6 | 3159 | 9588.81 | -
|  |  | .08 | 315mm dia x 160mm dia x 315mm dia | number | 1 | 23404.79 | 21056.5 | 110 | - | 25158 | 195 | 28533.06 | 6000 | 12500 | 29642.8 | 3159 | 12465.46 | -
|  |  | .09 | 315mm dia x 250mm dia x 315mm dia | number | 1 | 27847.59 | 21292.25 | 120 | - | 29692 | 200 | 33685.31 | 6600 | 15000 | 38703.5 | 3150 | 16205.09 | -
|  |  | .10 | 355mm dia x 315mm dia x 355mm dia | number | 1 | 44457.6 | 26398.25 | 130 | - | 38753 | 220 | 43981.63 | 8000 | 15000 | 48524.3 | 4000 | 21066.62 | -
|  |  | .11 | 400mm dia x 355mm dia x 400mm dia | number | 1 | 59107.04 | 34398.8 | 140 | - | 48574 | 235 | 55142.44 | 10000 | 15000 | 44458.7 | - | 27386.61 | -
|  |  | .12 | 450mm dia x 150mm dia x 450mm dia | number | 1 | 53282.67 | 45022.5 | 160 | - | 44508 | 240 | 50521.38 | 10000 | 18000 | 44460 | - | 32863.93 | -
|  |  |  | x 1m tangential tees | [5 empty] | - | [8 empty] | No Quote on basket
|  |  | .13 | 450mm dia x 150mm dia x 450mm dia | number | 1 | 53282.67 | 45022.5 | 180 | - | 44508 | 243 | 50521.38 | 13000 | 20000 | 44460 | 4500 | 36150.32
|  |  |  | x 1.3m tangential tees | [5 empty] | -
|  |  | .14 | 450mm dia x 250mm dia x 450mm dia | number | 1 | 58514.27 | 47897.5 | 200 | - | 49295 | 248 | 55961.69 | 13000 | 25000 | 49247 | 4500 | 46995.42 | -
|  |  |  | x 1m long | [5 empty] | - | [8 empty] | -
|  |  | .15 | 450mm dia x 400mm dia x 450mm dia | number | 1 | 71291.67 | - |  | - |  |  | 62205 | 16000 |  |  |  |  | -
|  |  | .16 | 450mm dia x 400mm dia x 450mm dia | number | 1 | 91221.63 | 49852.5 | 250 | - | 59320 | 250 | 67353.06 | 16000 | 18000 | 59270.2 | 4590 | 61094.05 | -
|  |  | .17 | 500mm dia x 450mm dia x 500mm dia | number | 1 | 113000.64 | 59915 | 220 | - | 76555 | 250 | 86938.56 | 20000 | 18000 | 76505 | 5000 | 61094.05 | -
|  |  | .18 | 560mm dia x 500mm dia x 560mm dia | number | 1 | 124844.24 | 67631.5 | 300 | - | 96714 | 255 | 109846.25 | 20000 | 20000 | 96664.7 | 5630 | 79422.26 | -
|  |  | .19 | 630mm dia x 560mm dia x 630mm dia | number | 1 | 134920.47 | 92264.5 | 310 | - | 130102 | 290 | 147787.81 | 35000 | 20000 | 130053 | 6300 | 103248.94 | -
|  |  | .20 | 710mm dia x 630mm dia x 710mm dia | number | 1 | 225217.56 | 98106.5 | 320 | - | 155617 | 300 | 177009.56 | 45000 | 25000 | 155767.7 | 7100 | 134223.62 | -
|  |  | .21 | 800mm dia x 710mm dia x 800mm dia | number | 1 | 229001.42 | 121957.5 | 350 | - | 191288 | 355 | 217317.31 | 55000 | 20000 | 191238.3 | 8000 | 174490.7 | -
|  |  | .22 | 900mm dia x 800mm dia x 900mm dia | number | 1 | 291948.63 | 171465 | 450 | - | 234324 | 420 | 266221.56 | 65000 | 25000 | 234274.7 | 9800 | 226837.92 | -
[10 empty] | - | [7 empty] | 294889.29 | -
|  | .04 | Two sides plain ended, one side flanged | [6 empty] | - | [8 empty] | -
|  |  | .01 | 110mm dia x 75mm dia x 110mm dia | number | 1 | 2838.28 | 2455.25 | 35 | - | 3964 | 115 | 4448.37 | 2000 | 2500 | 3913.8 | 620 | 2826.15 | -
|  |  | .02 | 160mm dia x 110mm dia x 160mm dia | number | 1 | 5751.04 | 3979 | 40 | - | 4983 | 118 | 5607.31 | 2000 | 3000 | 5424.1 | 760 | 3391.38 | -
|  |  | .03 | 200mm dia x 110mm dia x 200mm dia | number | 1 | 4984.28 | 4628.75 | 45 | - | 5283 | 150 | 5947.56 | 3000 | 3900 | 5343.8 | 810 | 4069.66 | -
|  |  | .04 | 200mm dia x 160mm dia x 200mm dia | number | 1 | 8068.72 | 5928.25 | 50 | - | 6988 | 158 | 7885.56 | 3000 | 5070 | 6249.1 | 1056 | 4883.59 | -
|  |  | .05 | 250mm dia x 110mm dia x 250mm dia | number | 1 | 6944.68 | 6123.75 | 55 | - | 6115 | 163 | 6893.25 | 4000 | 6591 | 7739.6 | 1200 | 5860.31 | -
|  |  | .06 | 250mm dia x 200mm dia x 250mm dia | number | 1 | 9767.42 | 8607.75 | 60 | - | 10231 | 170 | 11570.63 | 4000 | 8568 | 8416.1 | 1498 | 7032.38 | -
|  |  | .07 | 315mm dia x 110mm dia x 315mm dia | number | 1 | 10029.99 | 9016 | 80 | - | 6884 | 192 | 7766.81 | 6000 | 11138 | 6834.3 | 2128 | 8438.85 | -
|  |  | .08 | 315mm dia x 160mm dia x 315mm dia | number | 1 | 13579.59 | 9171.25 | 100 | - | 8642 | 195 | 9764.94 | 6000 | 12500 | 8592.1 | 3016 | 10126.22 | -
|  |  | .09 | 315mm dia x 250mm dia x 315mm dia | number | 1 | 16287.03 | 12489 | 120 | - | 13176 | 197 | 14917.25 | 6600 | 15000 | 13127.4 | 3788 | 12151.94 | -
|  |  | .10 | 355mm dia x 315mm dia x 355mm dia | number | 1 | 21164.6 | 18998 | 130 | - | 17725 | 215 | 20086.69 | 8000 | 15000 | 17677 | 4000 | 14382.33 | -
|  |  | .11 | 400mm dia x 355mm dia x 400mm dia | number | 1 | 26709.4 | 32435.75 | 140 | - | 22350 | 235 | 25342.56 | 10000 | 15000 | 22301.4 | 4590 | 17498.8 | -
|  |  | .12 | 450mm dia x 400mm dia x 450mm dia | number | 1 | 32181.11 | 38939 | 160 | - | 27278 | 250 | 30941.5 | 10000 | 18000 | 27228.3 | 5000 | 20998.56 | -
|  |  | .13 | 500mm dia x 450mm dia x 500mm dia | number | 1 | 50146.04 | 45160.5 | 200 | - | 37817 | 255 | 42918.56 | 13000 | 18000 | 37767.4 | 5630 | 25198.27 | -
|  |  | .14 | 560mm dia x 500mm dia x 560mm dia | number | 1 | 58741.64 | 55401.25 | 300 | - | 47821 | 290 | 54286.44 | 13000 | 20000 | 47771.9 | 6350 | 30237.93 | -
|  |  | .15 | 630mm dia x 560mm dia x 630mm dia | number | 1 | 73921.88 | 64768 | 300 | - | 67904 | 300 | 123372.65 | 16000 | 20000 | 67854.82 | 7100 | 36285.51 | -
|  |  | .16 | 710mm dia x 630mm dia x 710mm dia | number | 1 | 98515.41 | 88360.25 | 450 | - | 89525 | 355 | 101677.13 | 16000 | 25000 | 89475 | 8000 | 43542.61 | -
|  |  | .17 | 800mm dia x 710mm dia x 800mm dia | number | 1 | 121899.79 | 119053.75 | 450 | - | 105087 | 420 | 119361.06 | 20000 | 25000 | 105036.8 | 9800 | 52251.14 | -
|  |  | .18 | 900mm dia x 800mm dia x 900mm dia | number | 1 | 158531.24 | 163415 | 550 | - | 133328 | 655 | 151453.19 | 20000 | 25000 | 121162 | 9800 | 62701.36 | -
[10 empty] | - | [8 empty] | -
[10 empty] | - | [8 empty] | -
8.2.2 (a) | 150.06 | .05 | Stainless steel 316 Schedule 10, flanged reducers: | [6 empty] | - | [8 empty] | -
| (cont.) |  | .01 | 110mm dia x 90mm dia | number | 1 | 5016.18 | 3507.5 | 35 | - | 3940 | 70 | 4421.88 | 1500 | 1500 | 3890.7 | 620 | 1523.04 | -
|  |  | .02 | 160mm dia x 90mm dia | number | 1 | 6836.8 | 4283.75 | 40 | - | 5473 | 75 | 6163.94 | 2500 | 1650 | 5424 | 760 | 1827.65 | -
|  |  | .03 | 160mm dia x 110mm dia | number | 1 | 6751.6 | 4283.75 | 45 | - | 5393 | 78 | 6073.19 | 2500 | 1815 | 5343.8 | 810 | 2193.18 | -
|  |  | .04 | 200mm dia x 90mm dia | number | 1 | 8263.6 | 5146.25 | 50 | - | 6299 | 85 | 7102.31 | 3500 | 1996.5 | 6250 | 1056 | 2631.81 | -
|  |  | .05 | 200mm dia x 110mm dia | number | 1 | 9835.4 | 5146.25 | 55 | - | 7789 | 88 | 8795.75 | 3500 | 2196.15 | 7739.6 | 1200 | 3158.18 | -
|  |  | .06 | 200mm dia x 160mm dia | number | 1 | 10750.99 | 8981.5 | 60 | - | 8465 | 95 | 9564.13 | 4500 | 2415.77 | 8415 | 1498 | 3789.81 | -
|  |  | .07 | 250mm dia x 90mm dia | number | 1 | 10298.24 | 10835.3 | 80 | - | 7716 | 145 | 8712.94 | 6500 | 2657.34 | 7667 | 2128 | 4547.77 | -
|  |  | .08 | 250mm dia x 110mm dia | number | 1 | 10574.32 | 10835.3 | 100 | - | 7979 | 158 | 9077 | 6500 | 2923.08 | 7928.8 | 2500 | 5457.33 | -
|  |  | .09 | 250mm dia x 160mm dia | number | 1 | 13605.75 | 11540.25 | 120 | - | 10661 | 178 | 12059.05 | 8500 | 3215.38 | 10611.7 | 2560 | 6548.79 | -
|  |  | .10 | 250mm dia x 200mm dia | number | 1 | 15471.84 | 13348.05 | 130 | - | 11902 | 195 | 13468.75 | 850 | 3536.92 | 11852.5 | 2590 | 7838.55 | -
|  |  | .11 | 315mm dia x 110mm dia | number | 1 | 13111.24 | 16297.8 | 140 | - | 10373 | 220 | 11731.56 | 11500 | 3890.61 | 10323.5 | 3150 | 9430.26 | -
|  |  | .12 | 315mm dia x 160mm dia | number | 1 | 16866.16 | 16456.5 | 160 | - | 13741 | 235 | 15559.38 | 1150 | 4279.68 | 13940.64 | 3150 | 11316.31 | -
|  |  | .13 | 315mm dia x 200mm dia | number | 1 | 18328.92 | 17181 | 200 | - | 14601 | 260 | 16535.88 | 13500 | 4707.64 | 14550.8 | 3150 | 11599.58 | -
|  |  | .14 | 315mm dia x 250mm dia | number | 1 | 20856.56 | 17603.05 | 300 | - | 16486 | 270 | 18678.38 | 13500 | 5178.41 | 16436.2 | 3150 | 16295.49 | -
|  |  | .15 | 355mm dia x 315mm dia | number | 1 | 31120.24 | 20245.75 | 300 | - | 25575 | 320 | 29007.25 | 17500 | 5696.25 | 25526.6 | 3590 | 19554.59 | -
|  |  | .16 | 400mm dia x 355mm dia | number | 1 | 38085.29 | 22712.5 | 400 | - | 31520 | 350 | 35762.94 | 17500 | 6265.87 | 31471 | 4200 | 23465.51 | -
|  |  | .17 | 450mm dia x 400mm dia | number | 1 | 45832.52 | 23230 | 500 | - | 37733 | 400 | 42822.56 | 22500 | 6892.46 | 37683.8 | 6350 | 23158.61 | -
|  |  | .18 | 500mm dia x 450mm dia | number | 1 | 68562.37 | 31625 | 600 | - | 54864 | 420 | 62289.63 | 23500 | 7581.71 | 54814.1 | 7100 | 33790.33 | -
|  |  | .19 | 630mm dia x 500mm dia | number | 1 | 93255.29 | 32349.5 | 650 | - | 74123 | 450 | 84175.31 | 32500 | 8339.88 | 74074 | 8000 | 40548.4 | -
|  |  | .20 | 710mm dia x 630mm dia | number | 1 | 117748.58 | 40606.5 | 700 | - | 95724 | 500 | 108721.87 | 42500 | 9173.86 | 95674.7 | 9800 | 48658.08 | -
|  |  | .21 | 800mm dia x 710mm dia | number | 1 | 136102.79 | 41457.5 | 750 | - | 111285 | 520 | 126404.69 | 52000 | 10091.25 | 111235.3 | 9800 | 58389.7 | -
|  |  | .22 | 900mm dia x 800mm dia | number | 1 | 158933.07 | 44275 | 800 | - | 131415 | 600 | 149279.63 | 63520 | 11100.37 | 131.365.30 | 9800 | 70067.64 | -
|  |  | .23 | 1000mm dia x 900mm dia | number | 1 | 204347.38 | 81305 | 850 | - | 168918 | 750 | 191896.31 | 72500 | 12210.41 | 168868.7 | 10980 | 34081.17 | -
|  |  | .24 | 1250mm dia x 1000mm dia | number | 1 | 215686.85 | 111377.5 | 900 | - | 169864 | 850 | 192971.69 | 100000 | 13431.45 | 154377 | 12500 | 100897.4 | -
|  |  | .25 | 1500mm dia x 1250mm dia | number | 1 | 310407.23 | 157665 | 1100 | - | 257657 | 975 | 292736.88 | 150000 | 14774.6 | 257607.9 | 15260 | 121076.88 | -
[10 empty] | - | [8 empty] | -
|  | .06 | 50mm dia Extension Piece (Stainless steel 316 Schedule 10, flanged extension piece) | [6 empty] | - | [8 empty] | -
[10 empty] | - | [8 empty] | -
|  |  | .01 | Average length between 0m - 0,5m | number | 1 | 1388.28 | 1150 | 40 | - | 2015 | 125 | 2246.56 | 1000 | 2500 | 1978 | 175 | 409.15 | -
|  |  | .02 | Average length between 0,5m - 1,0m | number | 1 | 1660.88 | 1420.25 | 50 | - | 2242 | 245 | 2504.44 | 2000 | 3000 | 2205 | 350 | 490.98 | -
|  |  | .03 | Average length between 1,0m - 1,5m | number | 1 | 1927.68 | 1684.75 | 60 | - | 2469 | 420 | 2762.25 | 3000 | 3500 | 2431 | 525 | 589.18 | -
|  |  | .04 | Average length between 1,5m - 2,0m | number | 1 | 2200.28 | 1955 | 70 | - | 2696 | 600 | 3020.13 | 4000 | 3500 | 2659 | 700 | 707.01 | -
[10 empty] | - | [8 empty] | -
|  | .07 | 80mm dia Extension Piece (Stainless steel 316 Schedule 10, flanged extension piece) | [6 empty] | - | [8 empty] | -
[10 empty] | - | [8 empty] | -
|  |  | .01 | 250mm dia x 80mm dia AV extension | number | 1 | 5210.48 | 3616.75 | 90 | - | 8275 | 250 | 9360.44 | 4000 | 2500 | 8250 | 700 | 7858.55 | -
[10 empty] | - | [8 empty] | -
|  | .08 | 100mm dia Extension Piece (Stainless steel 316 Schedule 10, flanged extension piece) | [6 empty] | - | [8 empty] | -
[10 empty] | - | [8 empty] | -
|  |  | .01 | Average length between 0m - 0,5m | number | 1 | 2449.68 | 2058.5 | 40 | - | 3500 | 150 | 3934.44 | 2000 | 2500 | 3461.7 | 175 | 609.22 | -
|  |  | .02 | Average length between 0,5m - 1,0m | number | 1 | 2942.68 | 2547.25 | 50 | - | 3985 | 345 | 4484.94 | 3000 | 3000 | 3945.7 | 350 | 731.06 | -
|  |  | .03 | Average length between 1,0m - 1,5m | number | 1 | 3435.68 | 3036 | 60 | - | 4469 | 650 | 5035.44 | 4000 | 3500 | 4430.8 | 525 | 877.27 | -
|  |  | .04 | Average length between 1,5m - 2,0m | number | 1 | 3928.68 | 3524.75 | 70 | - | 4954 | 800 | 5585.94 | 5000 | 3500 | 4914.8 | 700 | 1052.73 | -
[10 empty] | - | [8 empty] | -
|  | .09 | Pipe (for less than 20m): | [6 empty] | - | [8 empty] | -
|  |  | (Stainless Steel Grade 316, Schedule 10) | [6 empty] | - | [8 empty] | -
|  |  | .01 | 50mm dia | m | 1 | 947.48 | 465.75 | 50 | - | 2720 | 125 | 543.75 | 450 | 300 | 114.4 | 350 | 176.75 | -
|  |  | .02 | 63mm dia | m | 1 | 1086.68 | 471.5 | 60 | - | 3402 | 140 | 543.75 | 650 | 285 | 120 | 350 | 229.78 | -
|  |  | .03 | 75mm dia | m | 1 | 1156.28 | 603.75 | 70 | - | 4050 | 180 | 630.75 | 850 | 285 | 159 | 350 | 298.71 | -
|  |  | .04 | 80mm dia | m | 1 | 1278.08 | 615.25 | 80 | - | 4320 | 195 | 630.75 | 950 | 315 | 159 | 350 | 388.33 | -
|  |  | .05 | 110mm dia | m | 1 | 1602.88 | 917.7 | 90 | - | 5938 | 235 | 1073 | 1100 | 315.74 | 159 | 350 | 504.82 | -
|  |  | .06 | 160mm dia | m | 1 | 2548.28 | 1512.25 | 100 | - | 9925 | 250 | 1812.5 | 1600 | 750 | 159 | 450 | 656.27 | No Quote on basket
|  |  | .07 | 200mm dia | m | 1 | 3371.88 | 1891.75 | 110 | - | 13601 | 300 | 2283.75 | 2000 | 850 | 200 | 450 | 353.15
|  |  | .08 | 250mm dia | m | 1 | 5042.28 | 2673.75 | 120 | - | 19160 | 345 | 3262.5 | 2500 | 2850 | 200 | 500 | 1169.1
|  |  | .09 | 315mm dia | m | 1 | 6034.08 | 4059.5 | 140 | - | 24519 | 380 | 5002.5 | 3150 | 3850 | 200 | 500 | 1441.83 | -
[10 empty] | - | [8 empty] | -
|  | .10 | Extra over for item 210.06.08 for installing | [6 empty] | - | [8 empty] | -
|  |  | 150mm puddle flange (for pipe length 1m), Stainless Steel | [6 empty] | - | [8 empty] | -
|  |  | Grade 316, Schedule 10 | [6 empty] | - | [8 empty] | -
8.2.2 (a) | 150.06 |  | .01 | 110mm dia | number | 1 | 626.4 | 621 | 40 | - | 8493 | 260 | 5792.75 | 1100 | 1500 | 160 | 350 | 272.82 | -
| (cont.) |  | .02 | 160mm dia | number | 1 | 980.2 | 971.75 | 50 | - | 12608 | 285 | 7634.25 | 1600 | 1500 | 180 | 450 | 354.74 | -
|  |  | .03 | 200mm dia | number | 1 | 1519.6 | 1506.5 | 60 | - | 18312 | 300 | 15587.5 | 2000 | 1500 | 205 | 450 | 461.16 | -
|  |  | .04 | 250mm dia | number | 1 | 1983.6 | 1966.5 | 20 | - | 24119 | 345 | 21409.25 | 2500 | 3500 | 230 | 500 | 599.51 | -
|  |  | .05 | 315mm dia | number | 1 | 2540.4 | 2518.5 | 40 | - | 32873 | 380 | 27477.5 | 3150 | 4500 | 267 | 500 | 779.37 | -
[10 empty] | - | [8 empty] | -
|  | .11 | 11.25° elbows: | [6 empty] | - | [8 empty] | -
|  |  | (Two sides plain ended with sleeves to | [6 empty] | - | [8 empty] | -
|  |  | suit outside diameter of ductile iron pipe | [6 empty] | - | [8 empty] | -
|  |  | as to accommodate VJ coupling) | [6 empty] | - | [8 empty] | -
|  |  | .01 | 200mm dia | number | 1 | 10117.28 | 9545 | 40 | - | 9330 | 250 | 11455 | 2500 | 3850 | 250 | 1642 | 5240.72 | -
|  |  | .02 | 250mm dia | number | 1 | 10436.28 | 19320 | 50 | - | 12348 | 300 | 23780 | 3500 | 3850 | 315 | 2553 | 8647.19 | -
|  |  | .03 | 315mm dia | number | 1 | 16300.08 | 23000 | 60 | - | 16358 | 400 | 28420 | 4500 | 3850 | 400 | 7635 | 14267.86 | -
[10 empty] | - | [8 empty] | -
|  | .12 | 45° elbows: | [6 empty] | - | [8 empty] | -
|  |  | (Two sides plain ended with sleeves to | [6 empty] | - | [8 empty] | -
|  |  | suit outside diameter of ductile iron pipe | [6 empty] | - | [8 empty] | -
|  |  | as to accommodate VJ coupling) | [6 empty] | - | [8 empty] | -
|  |  | .01 | 110mm dia | number | 1 | 3714.08 | 4025 | 50 | - | 7943 | 185 | 4734.25 | 1100 | 3850 | 250 | 514 | 1311.66 | -
|  |  | .02 | 160mm dia | number | 1 | 5657.08 | 6900 | 60 | - | 10962 | 200 | 8518.75 | 1600 | 3850 | 365 | 1123 | 3176.19 | -
|  |  | .03 | 200mm dia | number | 1 | 10117.28 | 9545 | 70 | - | 14264 | 250 | 11455 | 2000 | 3850 | 456 | 1876 | 5240.72 | -
|  |  | .04 | 250mm dia | number | 1 | 10436.28 | 19550 | 80 | - | 15970 | 300 | 23780 | 2500 | 3850 | 572 | 3246 | 8647.19 | -
[10 empty] | - | [8 empty] | -
|  | .13 | 90° elbows: | [6 empty] | - | [8 empty] | -
|  |  | (Two sides plain ended with sleeves to | [6 empty] | - | [8 empty] | -
|  |  | suit outside diameter of ductile iron pipe | [6 empty] | - | [8 empty] | -
|  |  | as to accommodate VJ coupling) | [6 empty] | - | [8 empty] | -
|  |  | .01 | 110mm dia | number | 1 | 3777.88 | 5175 | 50 | - | 7943 | 200 | 5792.75 | 1100 | 6900 | 586 | 514 | 1311.66 | -
|  |  | .02 | 160mm dia | number | 1 | 5993.48 | 6325 | 60 | - | 10962 | 250 | 8692.75 | 1600 | 6900 | 586 | 1123 | 3176.19 | -
|  |  | .03 | 200mm dia | number | 1 | 10790.08 | 10925 | 70 | - | 14264 | 345 | 13013.75 | 2000 | 6900 | 1737 | 1876 | 5240.22 | -
|  |  | .04 | 250mm dia | number | 1 | 11863.08 | 20125 | 80 | - | 15970 | 450 | 24360 | 2500 | 6900 | 4986 | 3246 | 8647.19 | -
|  |  | .05 | 315mm dia | number | 1 | 17779.08 | 24150 | 90 | - | 16358 | 500 | 28992.75 | 3150 | 6900 | 6932 | - | - | -
8.2.2 (a) | 150.07 | Extra over items 150.01 & 150.04
for supplying, laying and bedding
connections complete with couplings:
(Contractor to notify Engineer for preinspection
of all VJ flange adaptors and couplings with
installed corrosion protection as per detail drawing
DM1200L-01 prior to backfilling)
|  | .01 | Vaga, flange adaptor rated for 16bar pressure
(Flange adaptors & couplings larger than
200mm diameter to have 16mm diameter
bolts)
|  |  | .01 | 63mm dia | number | 1 | 3621.05 | 632.5 | 50 | 2995 | 6543 | 160 | 3317.2 | 630 | 3500 | 462 | 514 | 459.25 | -
|  |  | .02 | 75mm dia | number | 1 | 3621.05 | 690 | 60 | 2995 | 7277 | 175 | 4541.4 | 750 | 3500 | 606 | 1123 | 597.63 | -
|  |  | .03 | 90mm dia | number | 1 | 3632.65 | 713 | 70 | 3302 | 8493 | 195 | 6104.65 | 90 | 3500 | 640.2 | 1876 | 776.13 | -
|  |  | .04 | 110mm dia | number | 1 | 4576.89 | 770.5 | 80 | 3951 | 12608 | 220 | 7020.35 | 1100 | 3500 | 737 | 3246 | 1008.97 | -
|  |  | .05 | 160mm dia | number | 1 | 6591.81 | 1127 | 90 | 5762 | 12608 | 320 | 8127.15 | 1600 | 4000 | 1520 | 8654 | 1311.66 | -
|  |  | .06 | 200mm dia | number | 1 | 10530.01 | 1472 | 100 | 9458 | 18312 | 450 | 11000.5 | 2000 | 4500 | 1800 | - | 1705.16 | -
-
|  | .02 | Vaga flange adaptor with 300mm long barrel | [15 empty] | -
|  |  | rated for 16bar pressure or similar approved by | [15 empty] | -
|  |  | Drakenstein Municipality: | [15 empty] | -
|  |  | (Flange adaptors & couplings larger than | [15 empty] | -
|  |  | 200mm diameter to have 16mm diameter | [15 empty] | -
|  |  | bolts) | [15 empty] | -
|  |  | .01 | 75mm dia | number | 1 | 3621.05 | 1150 | 50 | 3533 | 7277 | 200 | 4541.4 | 750 | 2500 | 606 | 440.78 | 716.43 | -
|  |  | .02 | 90mm dia | number | 1 | 3632.65 | 1345.5 | 60 | 3878 | 8493 | 235 | 6104.65 | 900 | 2500 | 640.2 | 495.64 | 931.36 | -
8.2.2 (a) | 150.07 |  | .03 | 110mm dia | number | 1 | 4576.89 | 1690.5 | 70 | 4560 | 12608 | 260 | 7020.35 | 1100 | 2500 | 737 | 611.04 | 1210.77 | -
| (cont.) |  | .04 | 160mm dia | number | 1 | 6591.81 | 1932 | 80 | 6580 | 12608 | 320 | 8127.15 | 1600 | 2500 | 1520 | 1165 | 1574 | -
|  |  | .05 | 200mm dia | number | 1 | 10530.01 | 2277 | 90 | 10344 | 18312 | 450 | 11060.5 | 2000 | 2500 | 1800.7 | 2688 | 2046.2 | -
-
|  | .03 | Vaga coupling rated for 16bar pressure or similar | [15 empty] | -
|  |  | approved by Drakenstein Municipality: | [15 empty] | -
|  |  | (Flange adaptors & couplings larger than | [15 empty] | -
|  |  | 200mm diameter to have 16mm diameter | [15 empty] | -
|  |  | bolts) | [15 empty] | -
|  |  | .01 | 75mm dia | number | 1 | 3941.85 | 586.5 | 50 | 3786 | 7277 | 190 | 4541.4 | 750 | 2500 | 606 | 192 | 716.43 | -
|  |  | .02 | 90mm dia | number | 1 | 3712.93 | 609.5 | 60 | 3493 | 8493 | 200 | 6104.65 | 900 | 2500 | 640.2 | 213 | 931.36 | -
|  |  | .03 | 110mm dia | number | 1 | 4267.61 | 644 | 70 | 4079 | 12608 | 210 | 7020.35 | 1100 | 3500 | 737 | 238 | 1210.77 | -
|  |  | .04 | 160mm dia | number | 1 | 7096.41 | 1127 | 80 | 7024 | 12608 | 320 | 8127.15 | 1600 | 3500 | 1520 | 493 | 1574 | -
|  |  | .05 | 200mm dia | number | 1 | 10858.29 | 2277 | 90 | 11153 | 18313 | 450 | 11060.5 | 2000 | 4500 | 1800.7 | 664 | 2046.2 | -
|  |  | .06 | 250mm dia | number | 1 | 13124.93 | 2409.25 | 100 | 13460 | 18313 | 500 | 13825.63 | 2500 | 5500 | 2252 | 945 | 2660.05 | -
|  |  | .07 | 315mm dia | number | 1 | 15748.85 | 2875 | 120 | 16073 | 21405 | 650 | 15325 | 3150 | 7500 | 2898 | 2633 | 3458.07 | -
-
|  | .04 | Vaga coupling with 300mm long barrel rated | [15 empty] | -
|  |  | for 16bar pressure, | [15 empty] | No Quote on basket
(Flange adaptors & couplings larger than
200mm diameter to have 16mm diameter
|  |  | bolts) | [15 empty] | -
|  |  | .01 | 75mm dia | number | 1 | 3941.85 | 805 | 50 | 4324 | 7277 | 190 | 4541.4 | 750 | 2500 | 606 | 192 | 716.43 | -
|  |  | .02 | 90mm dia | number | 1 | 3712.93 | 885.5 | 60 | 4068 | 8493 | 200 | 6104.65 | 900 | 2500 | 640.2 | 213 | 1452.92 | -
|  |  | .03 | 110mm dia | number | 1 | 4267.61 | 1000.5 | 70 | 4687 | 12608 | 210 | 7020.35 | 1100 | 3500 | 737 | 238 | 1888.3 | -
|  |  | .04 | 160mm dia | number | 1 | 7096.41 | 1702 | 80 | 7843 | 12608 | 320 | 8127.15 | 1600 | 3500 | 1520 | 493 | 2455.43 | -
|  |  | .05 | 200mm dia | number | 1 | 10858.29 | 1932 | 90 | 12040 | 18313 | 450 | 11060.5 | 2000 | 4500 | 1800.7 | 664 | 3192.07 | -
|  |  | .06 | 250mm dia | number | 1 | 13124.93 | 2121.75 | 100 | 14567 | 18313 | 500 | 13825.63 | 2500 | 5500 | 2252 | 945 | 4149.68 | -
|  |  | .07 | 315mm dia | number | 1 | 15748.85 | 2300 | 120 | 17496 | 21405 | 650 | 15325 | 3150 | 7500 | 2898 | 2633 | 5394.59 | -
-
|  | .05 | Klamflex (Black) flange adaptor rated for 16bar pressure | [15 empty] | -
|  |  | (Flange adaptors & couplings larger than | [15 empty] | -
|  |  | 200mm diameter to have 16mm diameter | [15 empty] | -
|  |  | bolts) | [15 empty] | -
|  |  | .01 | 63mm dia | number | 1 | 1009.89 | 584.2 | 50 | 1250 | 504 | 185 | 847.3 | 750 | 2500 | 466.4 | 192 | 639.14 | -
|  |  | .02 | 75mm dia | number | 1 | 1077.17 | 650.9 | 60 | 1250 | 644 | 205 | 954.6 | 900 | 2500 | 606.1 | 213 | 766.96 | -
|  |  | .03 | 90mm dia | number | 1 | 1088.77 | 673.9 | 70 | 1250 | 679 | 235 | 954.6 | 1100 | 3500 | 640.2 | 238 | 920.36 | -
|  |  | .04 | 110mm dia | number | 1 | 1131.69 | 716.45 | 80 | 1649 | 774 | 250 | 1023.05 | 1600 | 3500 | 737 | 493 | 1104.43 | -
|  |  | .05 | 160mm dia | number | 1 | 1640.93 | 1031.55 | 90 | 1911 | 1557 | 330 | 1184.65 | 2000 | 4500 | 1519 | 664 | 1230.79 | -
|  |  | .06 | 200mm dia | number | 1 | 2454.09 | 1285.7 | 100 | 2515 | 1839 | 450 | 1505.1 | 2500 | 5500 | 1800.7 | 994 | 1786.9 | -
-
|  | .06 | Klamflex (Black) flange adaptor with 300mm long barrel | [15 empty] | -
|  |  | rated for 16bar pressure | [15 empty] | -
|  |  | (Flange adaptors & couplings larger than | [15 empty] | -
|  |  | 200mm diameter to have 16mm diameter | [15 empty] | -
|  |  | bolts) | [15 empty] | -
|  |  | .01 | 75mm dia | number | 1 | 1513.33 | 1083.3 | 50 | - | 644 | 195 | 1293.4 | 750 | 2500 | 466.4 | 192 | 1035.4 | -
|  |  | .02 | 90mm dia | number | 1 | 1509.54 | 1224.75 | 60 | - | 679 | 200 | 1442.75 | 900 | 2500 | 606.1 | 213 | 1242.48 | -
|  |  | .03 | 110mm dia | number | 1 | 1902.78 | 1614.6 | 70 | - | 774 | 220 | 1934.3 | 1100 | 3500 | 640.2 | 238 | 1490.98 | -
|  |  | .04 | 160mm dia | number | 1 | 2282.1 | 1760.65 | 80 | - | 1557 | 350 | 2103.95 | 1600 | 3500 | 737 | 493 | 1661.57 | -
|  |  | .05 | 200mm dia | number | 1 | 3318.29 | 2142.45 | 90 | - | 1839 | 450 | 2585.35 | 2000 | 4500 | 1519 | 664 | 2412.32 | -
-
|  | .07 | Klamflex (black) coupling rated for | [15 empty] | -
|  |  | 16bar pressure | [15 empty] | -
|  |  | (Flange adaptors & couplings larger than | [15 empty] | -
|  |  | 200mm diameter to have 16mm diameter | [15 empty] | -
|  |  | bolts) | [15 empty] | -
|  |  | .01 | 75mm dia | number | 1 | 637.53 | 565.8 | 50 | 773 | 644 | 190 | 640.9 | 750 | 2500 | 767.8 | 192 | 1035.4 | -
|  |  | .02 | 90mm dia | number | 1 | 641.01 | 592.25 | 60 | 959 | 767 | 200 | 456.25 | 900 | 2500 | 860 | 213 | 1242.48 | -
|  |  | .03 | 110mm dia | number | 1 | 663.05 | 614.1 | 70 | 1166 | 850 | 210 | 672.8 | 1100 | 3500 | 1548.8 | 238 | 1490.98 | -
8.2.2 (a) | 150.07 |  | .04 | 160mm dia | number | 1 | 1094.57 | 1053.4 | 80 | 1566 | 1548 | 320 | 1212.2 | 1600 | 3500 | 2241.8 | 493 | 1661.57 | -
| (cont.) |  | .05 | 200mm dia | number | 1 | 2122.33 | 2072.3 | 90 | 2121 | 2242 | 450 | 2496.9 | 2000 | 4500 | 3742.2 | 664 | 2412.32 | -
|  |  | .06 | 250mm dia | number | 1 | 2159.45 | 2126.35 | 100 | 2477 | 3742 | 500 | 2543.3 | 2500 | 5500 | 5665 | 945 | 5841.42 | -
|  |  | .07 | 315mm dia | number | 1 | 2745.25 | 2712.85 | 120 | 2675 | 5663 | 650 | 3275.55 | 3150 | 7500 | 7138 | 2633 |  | -
-
|  | .08 | Klamflex (black) coupling with | [15 empty] | -
|  |  | 300mm long barrel rated for 16bar pressure, | [15 empty] | -
|  |  | (Flange adaptors & couplings larger than | [15 empty] | -
|  |  | 200mm diameter to have 16mm diameter | [15 empty] | -
|  |  | bolts) | [15 empty] | -
|  |  | .01 | 75mm dia | number | 1 | 786.01 | 713 | 50 | - | 644 | 190 | 826.5 | 750 | 2500 | 544 | 192 | 1346.02 | -
|  |  | .02 | 90mm dia | number | 1 | 877.65 | 826.85 | 60 | - | 679 | 200 | 941.05 | 900 | 2500 | 860 | 213 | 1615.22 | -
|  |  | .03 | 110mm dia | number | 1 | 968.13 | 916.55 | 70 | - | 774 | 210 | 1054.15 | 1100 | 3500 | 1548.8 | 238 | 1938.27 | -
|  |  | .04 | 160mm dia | number | 1 | 1586.41 | 1541 | 80 | - | 1557 | 320 | 1827 | 1600 | 3500 | 2241.8 | 493 | 2160.04 | -
|  |  | .05 | 200mm dia | number | 1 | 1832.33 | 1784.8 | 90 | - | 1837 | 450 | 2134.4 | 2000 | 4500 | 3742.2 | 664 | 3136.01 | -
|  |  | .06 | 250mm dia | number | 1 | 1969.21 | 1937.75 | 100 | - | 2540 | 500 | 2305.5 | 2500 | 5500 | 5665 | 945 | 7593.85 | -
|  |  | .07 | 315mm dia | number | 1 | 2002.85 | 1976.85 | 120 | - | 3120 | 650 | 2347.55 | 3150 | 7500 | 7138 | 2633 | 9872 | -
|  | .09 | Thomas Verifit flange adaptor rated for 16bar pressure | [15 empty] | -
|  |  | (Flange adaptors & couplings larger than | [15 empty] | -
|  |  | 200mm diameter to have 16mm diameter | [15 empty] | -
|  |  | bolts) | [15 empty] | -
|  |  | .01 | 63mm dia | number | 1 | 594.3 | 300.15 | 50 | 981 | 644 | 185 | 390.05 | 630 | 2500 | 407.49 | 192 | 796.46 | -
|  |  | .02 | 75mm dia | number | 1 | 643.02 | 348.45 | 60 | 1316 | 767 | 195 | 468.05 | 750 | 2500 | 490 | 213 | 1035.4 | -
|  |  | .03 | 90mm dia | number | 1 | 674.34 | 396.75 | 70 | 1316 | 858 | 205 | 508.75 | 900 | 3500 | 590 | 238 | 1242.48 | -
|  |  | .04 | 110mm dia | number | 1 | 710.3 | 432.4 | 80 | 1112 | 1548 | 250 | 566.1 | 1100 | 3500 | 800 | 493 | 1490.98 | -
|  |  | .05 | 160mm dia | number | 1 | 1190.54 | 678.5 | 90 | 1418 | 2242 | 320 | 943.5 | 1600 | 4500 | 1500 | 664 | 1661.57 | -
|  |  | .06 | 200mm dia | number | 1 | 1481.7 | 808.45 | 100 | 1496 | 3742 | 450 | 1152.55 | 2000 | 5500 | 2150 | 940 | 2412.32 | -
-
|  | .10 | Thomas Verifit flange adaptor with 300mm long barrel | [15 empty] | -
|  |  | rated for 16bar pressure | [15 empty] | -
|  |  | (Flange adaptors & couplings larger than | [15 empty] | -
|  |  | 200mm diameter to have 16mm diameter | [15 empty] | -
|  |  | bolts) | [15 empty] | -
|  |  | .01 | 75mm dia | number | 1 | 1421.38 | 1120.1 | 60 | 1055 | 7277 | 195 | 1339.8 | 750 | 2500 | 490 | 192 | 716.43 | -
|  |  | .02 | 90mm dia | number | 1 | 1871.46 | 1583.55 | 70 | 1109 | 8493 | 200 | 1895.15 | 900 | 2500 | 590 | 213 | 1452.92 | -
|  |  | .03 | 110mm dia | number | 1 | 2046.62 | 1757.2 | 80 | 1063 | 12608 | 230 | 2114.1 | 1100 | 3500 | 800 | 238 | 1888.8 | -
|  |  | .04 | 160mm dia | number | 1 | 2508.3 | 1984.9 | 90 | 1308 | 12608 | 300 | 2386.7 | 1600 | 3500 | 1500 | 493 | 2455.43 | -
|  |  | .05 | 200mm dia | number | 1 | 3021.02 | 2334.5 | 100 | 1499 | 18313 | 450 | 2827.5 | 2000 | 4500 | 2150 | 664 | 3192.07 | -
-
|  | .11 | Thomas Verfit coupling rated for 16bar pressure | [15 empty] | -
|  |  | (Flange adaptors & couplings larger than | [15 empty] | -
|  |  | 200mm diameter to have 16mm diameter | [15 empty] | -
|  |  | bolts) | [15 empty] | -
|  |  | .01 | 75mm dia | number | 1 | 329.82 | 322 | 50 | 1263 | 7277 | 190 | 425.5 | 750 | 2500 | 490 | 192 | 651.3 | -
|  |  | .02 | 90mm dia | number | 1 | 440.02 | 454.25 | 60 | 1316 | 8493 | 200 | 601.25 | 900 | 2500 | 590 | 213 | 1320.84 | -
|  |  | .03 | 110mm dia | number | 1 | 393.62 | 408.25 | 70 | 1112 | 12608 | 210 | 527.25 | 1100 | 3500 | 800 | 238 | 1717.09 | No Quote on basket
|  |  | .04 | 160mm dia | number | 1 | 559.5 | 584.2 | 80 | 1418 | 12608 | 320 | 791.8 | 1600 | 3500 | 1500 | 493 | 2232.21
|  |  | .05 | 200mm dia | number | 1 | 822.82 | 845.25 | 100 | 1496 | 18313 | 450 | 949.75 | 2000 | 4500 | 2150 | 664 | 2901.88
|  |  | .06 | 250mm dia | number | 1 | 996.82 | 1035 | 130 | 2181 | 18313 | 500 | 1167.25 | 2500 | 5500 | 2687.5 | 945 | 6903.5 | -
|  |  | .07 | 315mm dia | number | 1 | 1154.58 | 1197.15 | - | 3876 | 21504 | 650 | 1364.45 | 3150 | 7500 | 3386 | 2633 | 8974.55 | -
-
|  | .12 | Thomas Verifit coupling with | [15 empty] | -
|  |  | 300mm long barrel rated for 16bar pressure, | [15 empty] | -
|  |  | (Flange adaptors & couplings larger than | [15 empty] | -
|  |  | 200mm diameter to have 16mm diameter | [15 empty] | -
|  |  | bolts) | [15 empty] | -
|  |  | .01 | 75mm dia | number | 1 | 888.94 | 876.3 | 50 | 1671 | 7277 | 190 | 1032.4 | 750 | 2500 | 490 | 192 | 879.26 | -
|  |  | .02 | 90mm dia | number | 1 | 979.42 | 989 | 60 | 1840 | 8493 | 200 | 1145.5 | 900 | 2500 | 590 | 213 | 1783.13 | -
|  |  | .03 | 110mm dia | number | 1 | 1002.62 | 1012 | 70 | 1872 | 12608 | 210 | 1174.5 | 1100 | 3500 | 800 | 238 | 2318.07 | -
|  |  | .04 | 160mm dia | number | 1 | 1096.58 | 1116.65 | 80 | 1999 | 12608 | 320 | 1291.95 | 1600 | 3500 | 1500 | 493 | 3013.49 | -
|  |  | .05 | 200mm dia | number | 1 | 1583.78 | 1599.65 | 90 | 2636 | 18313 | 450 | 1900.95 | 2000 | 4500 | 2150 | 664 | 3917.53 | -
|  |  | .06 | 250mm dia | number | 1 | 2325.02 | 2351.75 | 100 | 3312 | 18313 | 500 | 2827.5 | 2500 | 5500 | 2687.5 | 945 | 9319.72 | -
|  |  | .07 | 315mm dia | number | 1 | 3421.22 | 3335 | 120 | 3959 | 21504 | 650 | 3008.18 | 3150 | 7500 | 3386 | 2633 | 12115.64 | -
-
PSL | 150.08 | Extra over items 150.01 for | [16 empty] | -
8.2.3 |  | supplying only of of valves: | [16 empty] | -
-
|  | .01 | Flanged AVK gate valve (handwheel) or similar |  | Indicate | [13 empty] | -
|  |  | approved by Drakenstein Municipality: |  | Manufacturer | [13 empty] | -
|  |  | (Valve to be 16 bar rated, Left hand | [15 empty] | -
|  |  | closing and bolted with Stainless Steel | [15 empty] | -
|  |  | Grade 316 bolts treated with nickel | [15 empty] | -
|  |  | anti-seize compound) | [15 empty] | -
(Flange drilled to Table D BS10)
|  |  | .01 | 50mm dia | number | 1 | 3016.96 | 2484 | 450 | 2149 | 2038 | 750 | 2484 | 1500 | 3500 | 6021 | 192 | 2145.95 | -
|  |  | .02 | 80mm dia | number | 1 | 3340.57 | 3307 | 500 | 2864 | 2665 | 900 | 3307.4 | 2100 | 3500 | 6123.7 | 213 | 3540.82 | -
|  |  | .03 | 100mm dia | number | 1 | 4000.84 | 3559.25 | 600 | 3081 | 2856 | 1200 | 3559.25 | 3500 | 4500 | 8478.8 | 238 | 5842.35 | -
|  |  | .04 | 150mm dia | number | 1 | 5690.5 | 6422.75 | 700 | 5555 | 5027 | 1385 | 6422.75 | 5000 | 4500 | 12280.4 | 493 | 9639.88 | -
|  |  | .05 | 200mm dia | number | 1 | 9401.57 | 10102.75 | 750 | 8745 | 7828 | 1500 | 10102.75 | 10000 | 6500 | 18606.5 | 664 | 12531.84 | -
|  |  | .06 | 250mm dia | number | 1 | 13718.86 | 17566.25 | 800 | 15206 | 13602 | 1760 | 17566.25 | 15000 | 8500 | 28000.5 | 945 | 16291.39 | -
|  |  | .07 | 300mm dia | number | 1 | 20815.74 | 23040.25 | 850 | 19944 | 17764 | 1900 | 23040.75 | 27500 | 11500 | 44155 | 2633 | 21178.51 | -
-
|  | .02 | Flanged AVK RSV valve (handwheel) or similar |  | Indicate | [13 empty] | -
|  |  | approved by Drakenstein Municipality: |  | Manufacturer | [13 empty] | -
|  |  | (Valve to be 16 bar rated, Left hand | [15 empty] | -
|  |  | closing and bolted with Stainless Steel | [15 empty] | -
|  |  | Grade 316 bolts treated with nickel | [15 empty] | -
|  |  | anti-seize compound) | [15 empty] | -
(Flange drilled to Table D BS10)
|  |  | .01 | 50mm dia | number | 1 | 3016.93 | 2484 | 450 | 2149 | 2038 | 750 | 2484 | 1500 | 3500 | 6021 | 192 | 2145.95 | -
|  |  | .02 | 80mm dia | number | 1 | 3340.57 | 3306.25 | 500 | 2864 | 2665 | 900 | 3307.4 | 2100 | 3500 | 6123.7 | 213 | 3548.82 | -
|  |  | .03 | 100mm dia | number | 1 | 4000.84 | 3559.25 | 650 | 3081 | 2856 | 1200 | 3559.25 | 3500 | 4500 | 8478.8 | 238 | 5842.35 | -
|  |  | .04 | 150mm dia | number | 1 | 5690.5 | 6422.75 | 700 | 5555 | 5027 | 1385 | 6422.75 | 5000 | 4500 | 12280.4 | 493 | 9639.88 | -
|  |  | .05 | 200mm dia | number | 1 | 9401.57 | 10102.75 | 750 | 8745 | 7828 | 1500 | 10102.75 | 10000 | 6500 | 18606.5 | 664 | 12531.84 | -
|  |  | .06 | 250mm dia | number | 1 | 13718.86 | 17566.25 | 800 | 15206 | 13662 | 1760 | 17566.25 | 15000 | 8500 | 28000.5 | 945 | 16291.39 | -
|  |  | .07 | 300mm dia | number | 1 | 20815.74 | 23040.25 | 850 | 19944 | 17764 | 1900 | 23040.75 | 27500 | 11500 | 44155 | 2633 | 21178.81 | -
-
|  | .03 | Flanged AVK gate valve (cap top) or similar |  | Indicate | [13 empty] | -
|  |  | approved by Drakenstein Municipality: |  | Manufacturer | [13 empty] | -
|  |  | (Valve to be 16 bar rated, Left hand | [15 empty] | -
|  |  | closing and bolted with Stainless Steel | [15 empty] | -
|  |  | Grade 316 bolts treated with nickel | [15 empty] | -
|  |  | anti-seize compound) | [15 empty] | -
(Flange drilled to Table D BS10)
|  |  | .01 | 50mm dia | number | 1 | 2935.73 | 2413.85 | 450 | 2149 | 2038 | 750 | 2413.85 | 1500 | 3500 | 6021 | 192 | 2145.95 | -
|  |  | .02 | 80mm dia | number | 1 | 3231.53 | 3217.7 | 500 | 2864 | 2665 | 900 | 3217.7 | 2100 | 3500 | 6123.7 | 213 | 3540.82 | -
|  |  | .03 | 100mm dia | number | 1 | 3759.56 | 3358 | 650 | 3081 | 2856 | 1200 | 3358 | 3500 | 4500 | 8478.8 | 238 | 5842.35 | -
|  |  | .04 | 150mm dia | number | 1 | 5356.42 | 6135.25 | 700 | 5555 | 5027 | 1385 | 6135.23 | 5000 | 4500 | 12280.4 | 493 | 9639.88 | -
|  |  | .05 | 200mm dia | number | 1 | 9030.37 | 9791.1 | 750 | 8745 | 7828 | 1500 | 9791.1 | 10000 | 6500 | 18606.5 | 664 | 12531.84 | -
|  |  | .06 | 250mm dia | number | 1 | 12852.34 | 16839.45 | 800 | 15206 | 13662 | 1760 | 16839.45 | 15000 | 8500 | 28000.5 | 945 | 16291.39 | -
|  |  | .07 | 300mm dia | number | 1 | 19946.2 | 22397.4 | 850 | 19944 | 17764 | 1900 | 22397 | 27500 | 11500 | 44155 | 2633 | 21178.81 | -
-
|  | .04 | Flanged AVK RSV valve (cap top) or similar |  | Indicate | [13 empty] | -
|  |  | approved by Drakenstein Municipality: |  | Manufacturer | [13 empty] | -
|  |  | (Valve to be 16 bar rated, Left hand | [15 empty] | -
|  |  | closing and bolted with Stainless Steel | [15 empty] | -
|  |  | Grade 316 bolts treated with nickel | [15 empty] | -
|  |  | anti-seize compound) | [15 empty] | -
(Flange drilled to Table D BS10)
|  |  | .01 | 50mm dia | number | 1 | 2395.73 | 2413.85 | 450 | 2149 | 2038 | 750 | 2413.85 | 1500 | 3500 | 6021 | 192 | 2145.95 | -
PSL | 150.08 |  | .02 | 80mm dia | number | 1 | 3231.53 | 3217.7 | 500 | 2864 | 2664 | 900 | 3217.7 | 2100 | 3500 | 6123.7 | 213 | 3540.82 | -
8.2.3 | (cont.) |  | .03 | 100mm dia | number | 1 | 3759.56 | 3358 | 650 | 3081 | 2856 | 1200 | 3350 | 3500 | 4500 | 8478.8 | 238 | 5842.35 | -
|  |  | .04 | 150mm dia | number | 1 | 5356.42 | 6135.25 | 700 | 5555 | 5027 | 1385 | 6135.25 | 5000 | 4500 | 12280.4 | 493 | 9639.88 | -
|  |  | .05 | 200mm dia | number | 1 | 9030.37 | 9791.1 | 750 | 8745 | 7828 | 1500 | 9791.11 | 10000 | 6500 | 18606.5 | 664 | 12531.84 | -
|  |  | .06 | 250mm dia | number | 1 | 12852.34 | 16839.45 | 800 | 15206 | 13662 | 1750 | 16839.45 | 15000 | 8500 | 28000.5 | 945 | 16291.39 | -
|  |  | .07 | 300mm dia | number | 1 | 19946.2 | 22397.4 | 850 | 19944 | 17764 | 1900 | 22397 | 27500 | 11500 | 44155 | 2633 | 21178.81 | -
-
|  | .05 | Wouter Witzel EVFL butterfly valves with |  | Indicate | [13 empty] | -
|  |  | gearbox and hand-wheel or similar |  | Manufacturer | [13 empty] | -
|  |  | approved by Drakenstein Municipality: | [15 empty] | -
|  |  | (Valve to be flanged with Stainless Steel | [15 empty] | -
|  |  | disk and seated ring, maintenance free, | [15 empty] | -
|  |  | bolted with Stainless Steel | [15 empty] | No Quote on basket
Grade 316 bolts treated with nickel
anti-seize compound. Hand-wheels to have
|  |  | correct directional markings) All components to be corrosive | [15 empty] | -
|  |  | resistant | [15 empty] | -
All flanges to be drilled to Table 1600/3
|  |  | .01 | 300mm dia | number | 1 | 40909.26 | 26688.05 | 450 | 37930 | 33550 | 850 | 43816.15 | 85000 | 12500 | 7307.3 | 192 | 26473.51 | -
|  |  | .02 | 350mm dia | number | 1 | 49331.09 | 40340.85 | 500 | 41511 | 36650 | 1200 | 47952.7 | 95000 | 13750 | 9603 | 213 | 34415.56 | -
|  |  | .03 | 400mm dia | number | 1 | 59104.09 | 52552.7 | 650 | 45617 | 40300 | 1560 | 52696.45 | 105000 | 15125 | 19760.4 | 238 | 44740.23 | -
|  |  | .04 | 450mm dia | number | 1 | 66236 | 56874.4 | 700 | 61272 | 54050 | 1850 | 70781.35 | 145000 | 16637.5 | 22300 | 493 | 58162.3 | -
|  |  | .05 | 500mm dia | number | 1 | 89312.11 | 70321.35 | 750 | 68212 | 60148 | 2250 | 78799.15 | 215000 | 18301.25 | 33361.9 | 664 | 75610.99 | -
|  |  | .06 | 600mm dia | number | 1 | 131213.63 | 105550.45 | 800 | 96386 | 94150 | 2950 | 111347.6 | 350000 | 20131.38 | 40034.4 | 945 | 98294.2 | -
|  |  | .07 | 700mm dia | number | 1 | 159308.83 | 159680.95 | 850 | 123200 | 161250 | 3850 | 211769.05 | 650000 | 22144.51 | 46707.5 | 2633 | 127782.57 | -
|  |  | .08 | 800mm dia | number | 1 | 221534.94 | 197619.45 | 900 | 145200 | 183400 | 4550 | 240975.6 | 800000 | 24358.96 | 56000 | - | 166117.34 | -
|  |  | .09 | 900mm dia | number | 1 | 254511.89 | 250411.35 | 1100 | 179800 | 225401 | 5500 | 296274.5 | 100000 | 25000 | 72000 | - | 215952.54 | -
-
|  | .06 | Cobra Ball Valves (DZR Brass) or similar |  | Indicate | [13 empty] | -
|  |  | approved by Drakenstein Municipality: |  | Manufacturer | [13 empty] | -
(female threaded connection ends)
|  |  | .01 | 15mm dia | number | 1 | 92.05 | 92 | 450 | 130 | 103 | 120 | 130.93 | 500 | 150 | 88 | 156 | 312.29 | -
|  |  | .02 | 20mm dia | number | 1 | 142.45 | 141.45 | 500 | 189 | 151 | 225 | 202.62 | 650 | 150 | 135.3 | 207 | 359.13 | -
|  |  | .03 | 25mm dia | number | 1 | 204.86 | 203.55 | 650 | 271 | 210 | 320 | 291.39 | 950 | 150 | 193.6 | 325 | 413 | -
|  |  | .04 | 40mm dia | number | 1 | 625.59 | 621 | 700 | 888 | 609 | 420 | 889.85 | 1500 | 250 | 594 | 560 | 474.95 | -
|  |  | .05 | 50mm dia | number | 1 | 861.13 | 854.45 | 750 | 1221 | 833 | 545 | 1224.88 | 1500 | 250 | 816.2 | 982 | 546.2 | -
-
|  | .07 | Cobra Gate Valves or similar approved |  | Indicate | [13 empty] | -
|  |  | by Drakenstein Municipality: |  | Manufacturer | [13 empty] | -
|  |  | (Valves to be DZR Brass and have | [15 empty] | -
copper to copper connection ends)
|  |  | .01 | 15mm dia | number | 1 | 97.56 | 97.75 | 700 | 497 | 109 | 250 | 138.77 | 500 | 150 | 92.4 | 156 | 312.29 | -
|  |  | .02 | 20mm dia | number | 1 | 129.28 | 128.8 | 800 | 614 | 139 | 360 | 183.89 | 650 | 150 | 123.2 | 207 | 359.13 | -
|  |  | .03 | 25mm dia | number | 1 | 202.71 | 201.25 | 1100 | 767 | 208 | 480 | 288.34 | 950 | 150 | 191.4 | 325 | 413 | -
-
|  | .08 | Cobra Gate Valves or similar approved |  | Indicate | [13 empty] | -
|  |  | by Drakenstein Municipality: |  | Manufacturer | [13 empty] | -
|  |  | (Valves to be DZR Brass and have | [15 empty] | -
female threaded connection ends)
|  |  | .01 | 15mm dia | number | 1 | 212.57 | 211.6 | 700 | 301 | 218 | 200 | 302.36 | 500 | 150 | 201.3 | 156 | 312.29 | -
|  |  | .02 | 20mm dia | number | 1 | 269.53 | 267.95 | 800 | 383 | 272 | 275 | 383.38 | 650 | 150 | 255.2 | 207 | 359.13 | -
|  |  | .03 | 25mm dia | number | 1 | 330.89 | 328.9 | 1100 | 469 | 330 | 320 | 470.66 | 950 | 200 | 313.5 | 325 | 413 | -
|  |  | .04 | 40mm dia | number | 1 | 689.16 | 684.25 | 1200 | 977 | 670 | 450 | 980.27 | 1500 | 450 | 313.5 | 560 | 474.95 | -
|  |  | .05 | 50mm dia | number | 1 | 1062.73 | 1058 | 1300 | 1507 | 1024 | 590 | 1511.65 | 1500 | 450 | 653.4 | 982 | 546.2 | -
8.2.3 | 150.09 | Extra over items 150.01 for
supplying only of air
release valves, excluding vertical
distance pieces & chamber:
(All valves to be fixed using Stainless
8.2.3 | 150.09 | Steel Grade 316 Nuts & Bolts treated with
| (cont.) | nickel anti-seize compound)
|  | .01 | Flanged Variant/ARI/Bermad/Vent- o - mat Stainless Steel |  | Indicate
|  |  | Grade 316 Air Valve or similar approved by Drakenstein |  | Manufacturer
Municipality:
|  |  | .01 | 25mm dia | number | 1 | 4104.08 | 1245.45 | 700 | 2976 | 5115 | 685 | 7648.25 | 12500 | 1500 | 5098.5 | 156 | 1132.26 | -
|  |  | .02 | 40mm dia | number | 1 | 5124.88 | 2448.35 | 800 | 4270 | 6506 | 800 | 11200.61 | 30000 | 1500 | 8160 | 207 | 1358.71 | -
|  |  | .03 | 50mm dia | number | 1 | 5124.88 | 7740.65 | 1100 | 4270 | 7483 | 920 | 11200.61 | 30000 | 2500 | 7467 | 325 | 1630.45 | -
|  |  | .04 | 80mm dia | number | 1 | 8995.8 | 10951.45 | 1200 | 6523 | 11482 | 1050 | 15114.15 | 45000 | 4500 | 11465 | 560 | 1956.55 | -
|  |  | .05 | 100mm dia | number | 1 | 10993.32 | 14961.5 | 1300 | 7973 | 12530 | 1200 | 16495.9 | 68000 | 4500 | 12513 | 982 | 2347.85 | -
-
8.2.3 | 150.10 | Extra over items 150.01 for |  |  | Indicate | [13 empty] | -
|  | supplying only of fire |  |  | Manufacturer | [13 empty] | -
hydrants:
(Fire hydrants to be fixed using Stainless
Steel Grade 316 Nuts & Bolts treated with
nickel anti-seize compound)
|  | .01 | AVK Hydrant with 65mm dia London Round
thread or similar approved by Drakenstein
Municipality:
|  |  | (Item excludes pipe arrangement and | [15 empty] | -
|  |  | brickwork structure as per detail drawing) |  | number | 1 | 3513.64 | 2587.5 | 1500 | 2241 | 8450 | 4850 | 2587.5 | 7500 | 4500 | 2750 | 860 | 7515 | -
-
8.2.3 | 150.11 | Extra over items 150.01 for |  |  | Indicate | [13 empty] | -
|  | supplying only of |  |  | Manufacturer | [13 empty] | -
non-return (reflux) valves:
-
|  | .01 | Bermad Non-Return Valve or similar | [15 empty] | -
|  |  | approved by Drakenstein Municipality: | [15 empty] | -
|  |  | (Dedicated short travel non-return valve, diaphragm lift type) | [15 empty] | -
|  |  | (Fixed using Stainless Steel Grade 316 | [15 empty] | -
|  |  | Nuts & Bolts treated with nickel anti-seize | [15 empty] | -
|  |  | compound) | [15 empty] | -
|  |  | .01 | 40mm dia | number | 1 | 2563.14 | 6850 | 450 | 7590 | 6172 | 970 | 6401.7 | 7500 | 850 | 6122.6 | 1280 | 2571.8 | -
|  |  | .02 | 50mm dia | number | 1 | 3331.52 | 6850 | 500 | 7150 | 6449 | 1100 | 6690.93 | 8500 | 850 | 6399.8 | 1890 | 3086.16 | -
|  |  | .03 | 80mm dia | number | 1 | 4327.5 | 10000 | 650 | 10978 | 10230 | 1250 | 10644.05 | 9500 | 850 | 10181.6 | 2250 | 3703.39 | -
|  |  | .04 | 100mm dia | number | 1 | 5728.31 | 15000 | 700 | 16500 | 15293 | 1320 | 15936.44 | 12500 | 2500 | 15243.8 | 4256.9 | 4814.41 | -
|  |  | .05 | 150mm dia | number | 1 | 7760.4 | 28669.5 | 750 | 30250 | 31212 | 1450 | 32578.98 | 18000 | 3500 | 31162 | 4760 | 6258.73 | No Quote on basket
|  |  | .06 | 200mm dia | number | 1 | 14904.14 | 45000 | 800 | 47960 | 44474 | 1520 | 46444.3 | 25000 | 8500 | 44424.6 | 6453 | 8136.35
|  |  | .07 | 250mm dia | number | 1 | 24591.77 | 54251.25 | 850 | 57200 | 51518 | 1640 | 53808.27 | 40000 | 8500 | 51469 | 10050 | 10577.26
|  |  | .08 | 300mm dia | number | 1 | 38872.76 | 95000 | 900 | 103290 | 86736 | 1850 | 90627.82 | 56000 | 8500 | 86687.7 | 15445 | 13750.44 | -
-
|  | .02 | Cobra Non-Return Valve or similar |  | Indicate | [13 empty] | -
|  |  | approved by Drakenstein Municipality: |  | Manufacturer | [13 empty] | -
|  |  | (Valve to be DZR Brass and | [15 empty] | -
female threaded)
|  |  | .01 | 15mm dia | number | 1 | 84.39 | 83.95 | 450 | 101 | 107 | 185 | 120.04 | 750 | 450 | 80.3 | 480 | 935.2 | -
|  |  | .02 | 20mm dia | number | 1 | 143.55 | 142.6 | 500 | 160 | 163 | 225 | 204.19 | 750 | 450 | 136.4 | 680 | 1075.48 | -
|  |  | .03 | 25mm dia | number | 1 | 172.03 | 171.35 | 650 | 189 | 190 | 275 | 244.7 | 750 | 450 | 162.8 | 910 | 1236.8 | -
|  |  | .04 | 40mm dia | number | 1 | 356.06 | 353.05 | 700 | 421 | 365 | 350 | 506.47 | 750 | 450 | 337.7 | 1520 | 1422.32 | -
|  |  | .05 | 50mm dia | number | 1 | 522.58 | 518.65 | 750 | 574 | 523 | 450 | 743.33 | 750 | 450 | 496 | 2250 | 1635.67 | -
-
8.2.3 | 150.12 | Extra over items 150.01 for |  |  | Indicate | [13 empty] | -
|  | supplying only of strainers: |  |  | Manufacturer | [13 empty] | -
|  | .01 | Cobra In-Line Strainer or similar approved | [15 empty] | -
|  |  | by Drakenstein Municipality: | [15 empty] | -
|  |  | (Strainer to be DZR Brass and | [15 empty] | -
female threaded)
8.2.3 | 150.12 |  | .01 | 15mm dia | number | 1 | 166.52 | 165.6 | 700 | 189 | 185 | 105 | 236.86 | 750 | 55 | 157.3 | 480 | 935.2 | -
| (cont.) |  | .02 | 20mm dia | number | 1 | 217.04 | 216.2 | 800 | 246 | 233 | 120 | 308.72 | 750 | 55 | 205.7 | 680 | 1075.48 | -
|  |  | .03 | 25mm dia | number | 1 | 375.32 | 372.6 | 1100 | 427 | 383 | 130 | 533.86 | 750 | 55 | 356.4 | 910 | 1236.8 | -
-
|  | .02 | In-Line Strainer (Kent / Bermad / Sensus or |  | Indicate | [13 empty] | -
|  |  | Similar Approved by Drakenstein Municipality) |  | Manufacturer | [13 empty] | -
|  |  | for the following pipe diameters: | [15 empty] | -
|  |  | (To be fixed using Stainless Steel | [15 empty] | -
|  |  | Grade 316 Nuts & Bolts treated with | [15 empty] | -
nickel anti-seize compound where applicable)
|  |  | .01 | 40mm dia | number | 1 | 2523 | 2501.25 | 450 | - | 2925 | 250 | 4330.1 | 750 | 150 | 2886.4 | 1280 | 1849.02 | -
|  |  | .02 | 50mm dia | number | 1 | 2569.4 | 2547.25 | 500 | - | 2987 | 300 | 4423.24 | 950 | 150 | 2948 | 1890 | 2218.82 | -
|  |  | .03 | 63mm dia | number | 1 | 2843.16 | 2818.65 | 650 | - | 6528 | 435 | 9735 | 1100 | 450 | 6490 | 2250 | 2662.59 | -
|  |  | .04 | 80mm dia | number | 1 | 3230.6 | 3202.75 | 700 | - | 3257 | 530 | 4827.9 | 2500 | 1250 | 3218.6 | 2940 | 3195.1 | -
|  |  | .05 | 100mm dia | number | 1 | 3439.4 | 3409.75 | 750 | - | 3911 | 600 | 5810.23 | 3750 | 1500 | 3873.1 | 3790 | 3834.13 | -
|  |  | .06 | 150mm dia | number | 1 | 7595.68 | 7530.2 | 800 | - | 6639 | 735 | 9900.91 | 9000 | 1500 | 6600 | 4256.9 | 4600.95 | -
|  |  | .07 | 200mm dia | number | 1 | 11608.12 | 11508.05 | 850 | - | 19910 | 800 | 26195.56 | 14500 | 2500 | 19872.6 | 4760 | 5521.14 | -
|  |  | .08 | 250mm dia | number | 1 | 36238.4 | 35484.4 | 700 | - | 33979 | 920 | 44740.19 | 21500 | 2500 | 33940.5 | 6453 | 6625.37 | -
|  |  | .09 | 300mm dia | number | 1 | 47142.4 | 44254.3 | 1100 | - | 42367 | 1050 | 55797.74 | 31500 | 3500 | 42329.1 | 10050 | 7950.44 | -
|  |  | .10 | 350mm dia | number | 1 | 71200.8 | 70587 | 1400 | - | 46787 | 1200 | 64797.74 | 37500 | 3500 | 50170 | 15455 | 9540.53 | -
-
PSL | 150.13 | Extra over items 150.01 for | [16 empty] | -
8.2.20 |  | water meters: | [16 empty] | -
-
|  | Supply only | [16 empty] | -
|  | the following water meters: | [16 empty] | -
-
|  | .01 | 24V Endress & Houser Electromagnetic | [15 empty] | -
|  |  | flow meter (Promag W) complete with | [15 empty] | -
|  |  | Promag 53 transmitter, backup battery supply | [15 empty] | -
|  |  | all to have IP68 protection: | [15 empty] | -
|  |  | (All water meters to be full bore, 16 bar | [15 empty] | -
|  |  | rated and fixed using Stainless Steel | [15 empty] | -
|  |  | Grade 316 Nuts & Bolts) | [15 empty] | -
|  |  | .01 | 150mm dia | number | 1 | 93182.8 | 92379.5 | 450 | 116170 | 10500 | 1160 | 7425.68 | 30000 | 14500 | 8000 | 4256.9 | 42423.01 | -
|  |  | .02 | 200mm dia | number | 1 | 111366.96 | 110405.75 | 500 | 130633 | 13000 | 1250 | 19646.67 | 45000 | 16500 | 10667 | 4760 | 53628.76 | -
|  |  | .03 | 250mm dia | number | 1 | 137095.96 | 135913.9 | 650 | 152771 | 15500 | 1350 | 33555.14 | 65000 | 20000 | 14000 | 6453 | 66285.95 | -
|  |  | .04 | 300mm dia | number | 1 | 166135.2 | 164703 | 700 | 172958 | 18000 | 1480 | 41848.31 | 150000 | 25000 | 16800 | 10050 | 82857.44 | -
|  |  | .05 | 350mm dia | number | 1 | 187966.39 | 169780.25 | 750 | 189638 | 20500 | 1700 | 49598.31 | 200000 | 25000 | 23520 | 15445 | 103571.8 | -
|  |  | .06 | 400mm dia | number | 1 | 212477.2 | 186346 | 950 | 213705 | 23000 | 1850 | 54558.14 | 350000 | 30000 | 26880 | 24860 | 129464.75 | -
-
|  | .02 | Krohne Electromagnetic flow meter | [15 empty] | -
|  |  | (Optiflux 2000) complete with IFC 100W | [15 empty] | -
|  |  | transmitter, backup battery supply | [15 empty] | -
|  |  | all to have IP68 protection: | [15 empty] | -
|  |  | (All water meters to be full bore, 16 bar | [15 empty] | -
|  |  | rated and fixed using Stainless Steel | [15 empty] | -
|  |  | Grade 316 Nuts & Bolts) | [15 empty] | -
|  |  | .01 | 150mm dia | number | 1 | 55713.64 | 55315 | 450 | - | 150000 | 1230 | 7425.68 | 30000 | 14500 | 12000 | 4256 | 35352.51 | -
|  |  | .02 | 200mm dia | number | 1 | 67662.8 | 67160 | 500 | - | 175000 | 1300 | 19646.67 | 45000 | 16500 | 16000 | 4780 | 44190.64 | -
|  |  | .03 | 250mm dia | number | 1 | 76662.8 | 76015 | 650 | - | 200000 | 1450 | 33555.14 | 65000 | 20000 | 20000 | 6453 | 55238.29 | -
|  |  | .04 | 300mm dia | number | 1 | 90267.72 | 89585 | 700 | - | 225000 | 1575 | 41848.31 | 150000 | 25000 | 32000 | 10050 | 69047.87 | -
|  |  | .05 | 350mm dia | number | 1 | 114344.67 | 113390 | 750 | - | 250000 | 1720 | 49598.31 | 200000 | 25000 | 37300 | 15445 | 86309.83 | -
|  |  | .06 | 400mm dia | number | 1 | 124839.2 | 123855 | 950 | - | 275000 | 1900 | 54558.14 | 350000 | 30000 | 42630 | 24860 | 107887.29 | -
-
|  | .03 | Sensus Meistream water meter or similar | [15 empty] | -
|  |  | approved by Drakenstein Municipality with | [15 empty] | -
|  |  | mechanical dial: | [15 empty] | -
|  |  | (Meter to be fixed with stainless steel grade | [15 empty] | -
|  |  | 316 nuts & bolts) flanges drilled to Table D BS 10 | [15 empty] | -
PSL | 150.13 |  | .01 | 80mm dia | number | 1 | 6994.8 | 6934.5 | 700 | - | 5315 | 700 | 8743.5 | 9500 | 2500 | 9181.7 | 860 | 7515 | -
8.2.20 | (cont.) |  | .02 | 100mm dia | number | 1 | 7650.2 | 7584.25 | 800 | - | 5658 | 800 | 9562.75 | 9500 | 2500 | 10037.5 | 1500 | 9018 | -
|  |  | .03 | 150mm dia | number | 1 | 14987.2 | 14858 | 1100 | - | 11606 | 975 | 18734 | 17500 | 3000 | 19654.8 | 2500 | 10821 | -
-
|  | .04 | Sensus Meistream plus water meter or similar | [15 empty] | -
|  |  | approved by Drakenstein Municipality with | [15 empty] | No Quote on basket
mechanical dial:
(Meter to be fixed with stainless steel grade
|  |  | 316 nuts & bolts) flanges drilled to Table D BS 10 | [15 empty] | -
|  |  | .01 | 80mm dia | number | 1 | 9052.64 | 8687.1 | 700 | 10197 | 9231 | 800 | 13772.72 | 9500 | 2500 | 9181.7 | 890 | 10145.25 | -
|  |  | .02 | 100mm dia | number | 1 | 9581.6 | 9499 | 800 | 11110 | 10087 | 900 | 15057.74 | 9500 | 2500 | 10037.5 | 1500 | 12174.3 | -
|  |  | .03 | 150mm dia | number | 1 | 22237.2 | 22045.5 | 1100 | 21780 | 19704 | 1000 | 25908.96 | 17500 | 3000 | 19654.8 | 2500 | 14609.16 | -
PSL | [18 empty] | -
8.2.3 | 150.14 | Extra over items 150.01 for | [16 empty] | -
|  | Installing, fixing and bedding of valves | [16 empty] | -
|  | (Without Chambers): | [16 empty] | -
|  | .01 | Flanged AVK RSV valve or similar | [15 empty] | -
|  |  | approved by Drakenstein Municipality: | [15 empty] | -
|  |  | (Valve to be 16 bar rated, Left hand | [15 empty] | -
|  |  | closing, drilled to BS10 Standards | [15 empty] | -
|  |  | Table D and bolted with Stainless Steel | [15 empty] | -
|  |  | Grade 316 bolts treated with nickel | [15 empty] | -
|  |  | anti-seize compound) | [15 empty] | -
|  |  | .01 | 50mm dia | number | 1 | 350.26 | 258.75 | 350 | 2188 | 1475 | 5900 | 450 | 1500 | 1500 | 6021 | 4256.9 | 1259.18 | -
|  |  | .02 | 80mm dia | number | 1 | 408.63 | 258.75 | 450 | 2916 | 2495 | 7500 | 650 | 2100 | 2000 | 6123.7 | 4760 | 1636.93 | -
|  |  | .03 | 100mm dia | number | 1 | 445.78 | 258.75 | 500 | 3137 | 2095 | 8300 | 750 | 3500 | 2500 | 8478.8 | 6453 | 2128.01 | -
|  |  | .04 | 150mm dia | number | 1 | 490.36 | 258.75 | 650 | 5656 | 4985 | 9420 | 1050 | 5000 | 3500 | 12280.4 | 10050 | 2766.42 | -
|  |  | .05 | 200mm dia | number | 1 | 544.83 | 345 | 700 | 8904 | 7755 | 10250 | 1500 | 10000 | 8500 | 18606.5 | 15445 | 3596.34 | -
|  |  | .06 | 250mm dia | number | 1 | 544.85 | 431.25 | 750 | 15483 | 14835 | 11300 | 2000 | 15000 | 8500 | 28000.5 | 24860 | 4675.25 | -
|  |  | .07 | 300mm dia | number | 1 | 722.31 | 517.5 | 950 | 20307 | 15425 | 12865 | 2500 | 27500 | 8500 | 44155 | 35439 | 6077.82 | -
-
|  | .02 | Flanged AVK Gate valve | [15 empty] | -
|  |  | or similar approved by Drakenstein | [15 empty] | -
|  |  | Municipality: | [15 empty] | -
|  |  | (Valve to be 16 bar rated, Left hand | [15 empty] | -
|  |  | closing, drilled to BS10 Standards | [15 empty] | -
|  |  | Table D and bolted with Stainless Steel | [15 empty] | -
|  |  | Grade 316 bolts treated with nickel | [15 empty] | -
|  |  | anti-seize compound. Hand-wheels to have | [15 empty] | -
|  |  | correct directional markings) | [15 empty] | -
|  |  | .01 | 50mm dia | number | 1 | 166.79 | 258.75 | 350 | 2188 | 285 | 5850 | 450 | 1500 | 1500 | 6021 | 4588 | 2145.95 | -
|  |  | .02 | 80mm dia | number | 1 | 166.79 | 258.75 | 400 | 2916 | 345 | 7600 | 650 | 2100 | 2000 | 6123.7 | 4760 | 3540.82 | -
|  |  | .03 | 100mm dia | number | 1 | 166.79 | 258.75 | 500 | 3137 | 410 | 8200 | 750 | 3500 | 2500 | 8478.8 | 6453 | 5842.35 | -
|  |  | .04 | 150mm dia | number | 1 | 185.52 | 258.75 | 600 | 5656 | 845 | 9500 | 1050 | 5000 | 3500 | 12280.4 | 10050 | 9639.88 | -
|  |  | .05 | 200mm dia | number | 1 | 208.48 | 345 | 700 | 8904 | 1195 | 10600 | 1500 | 10000 | 8500 | 18606.5 | 15445 | 12531.84 | -
|  |  | .06 | 250mm dia | number | 1 | 238.27 | 431.25 | 750 | 15483 | 1450 | 11500 | 2000 | 15000 | 8500 | 28000.5 | 24860 | 16291.39 | -
|  |  | .07 | 300mm dia | number | 1 | 722.31 | 517.5 | 950 | 20307 | 1625 | 12865 | 2500 | 27500 | 8500 | 44155 | 36439 | 21178.81 | -
-
|  | .03 | Wouter Witzel butterfly valves with | [15 empty] | -
|  |  | gearbox and hand-wheel or similar | [15 empty] | -
|  |  | approved by Drakenstein Municipality: | [15 empty] | -
|  |  | (Valve to be flanged with Stainless Steel | [15 empty] | -
|  |  | disk and seated ring, maintenance free, | [15 empty] | -
|  |  | drilled to SABS 1123 Table 1600/3 | [15 empty] | -
|  |  | and bolted with Stainless Steel | [15 empty] | -
|  |  | Grade 316 bolts treated with nickel | [15 empty] | -
|  |  | anti-seize compound. Hand-wheels to have | [15 empty] | -
|  |  | correct directional markings) | [15 empty] | -
|  |  | .01 | 250mm dia | number | 1 | 778.12 | 431.25 | 750 | - | 29500 | 9500 | 2500 | 37500 | 12500 | 6900 | 4688 | 20364.24 | -
|  |  | .02 | 300mm dia | number | 1 | 1000.29 | 517.5 | 950 | 38620 | 33550 | 11000 | 3500 | 85000 | 13750 | 7307.3 | 6642 | 26473.51 | -
PSL |  |  | .03 | 350mm dia | number | 1 | 1000.29 | 603.25 | 1100 | 42265 | 36650 | 12500 | 4200 | 95000 | 15125 | 9603 | 8728 | 34415.56 | -
8.2.3 | 150.14 |  | .04 | 400mm dia | number | 1 | 1278.27 | 690 | 1200 | 46446 | 40300 | 13280 | 5000 | 105000 | 16637.5 | 19760.4 | 17964 | 44740.23 | -
| (cont.) |  | .05 | 450mm dia | number | 1 | 1500.44 | 776.25 | 1300 | 62386 | 54050 | 14350 | 5500 | 145000 | 18301.25 | 22300 | 30329 | 58162.3 | -
|  |  | .06 | 500mm dia | number | 1 | 1500.44 | 862.5 | 1400 | 69452 | 60148 | 15560 | 5800 | 215000 | 20131.38 | 33361.9 | 30329 | 75610.99 | -
|  |  | .07 | 600mm dia | number | 1 | 1500.44 | 1035 | 1500 | 98139 | 161250 | 16820 | 6000 | 350000 | 22144.51 | 40034.4 | 40562 | 98294.28 | -
|  |  | .08 | 700mm dia | number | 1 | 2112.2 | 1207.5 | 1600 | 186648 | 183400 | 17500 | 6200 | 650000 | 24358.96 | 46707.5 | 48900 | 127782.57 | -
|  |  | .09 | 800mm dia | number | 1 | 2112.2 | 1380 | 1700 | 212388 | 225401 | 19750 | 6800 | 800000 | 25000 | 56000 | 57680 | 166177.34 | -
|  |  | .10 | 900mm dia | number | 1 |  | 1552.5 | 2000 | 261127 | 225400 | 22450 | 7200 | 1000000 | 28000 | 72000 | 60890 | 215752.54 | -
-
|  | .04 | Cobra Ball Valves (DZR Brass) #1001 heavy duty | [15 empty] | -
|  |  | or similar approved by Drakenstein Municipality: | [15 empty] | -
|  |  | (female threaded connection ends) | [15 empty] | -
|  |  | .01 | 15mm dia | number | 1 | 51.21 | 46 | 1100 | - | 103 | 250 | 157.25 | 750 | 150 | 88 | 340.95 | 405.98 | -
|  |  | .02 | 20mm dia | number | 1 | 51.21 | 46 | 1200 | - | 151 | 320 | 249.75 | 750 | 150 | 135.3 | 432.35 | 466.87 | -
|  |  | .03 | 25mm dia | number | 1 | 51.21 | 46 | 1300 | - | 210 | 380 | 323.75 | 750 | 200 | 193.6 | 530.76 | 536.9 | -
|  |  | .04 | 40mm dia | number | 1 | 51.21 | 46 | 1400 | - | 607 | 420 | 761.25 | 750 | 250 | 594 | 1105.47 | 617.4 | -
|  |  | .05 | 50mm dia | number | 1 | 51.21 | 46 | 1500 | - | 833 | 580 | 1080.25 | 750 | 450 | 816.2 | 1704.78 | 710.06 | -
-
|  | .07 | Cobra Gate Valves or similar approved | [15 empty] | -
|  |  | by Drakenstein Municipality: | [15 empty] | -
|  |  | (Valves to be DZR Brass and have | [15 empty] | -
|  |  | copper to copper connection ends) | [15 empty] | -
|  |  | .01 | 15mm dia | number | 1 | 51.21 | 46 | 650 | - | 109 | 250 | 545.75 | 750 | 150 | 92.4 | 340.95 | 405.98 | -
|  |  | .02 | 20mm dia | number | 1 | 51.21 | 46 | 700 | - | 139 | 320 | 699.3 | 750 | 150 | 123.2 | 432.35 | 466.87 | -
|  |  | .03 | 25mm dia | number | 1 | 51.21 | 46 | 854 | - | 208 | 380 | 761.25 | 750 | 200 | 191.4 | 530.76 | 536.9 | -
|  |  | .04 | 40mm dia | number | 1 | 51.21 | 46 | 900 | - | 240 | 420 | 1297.75 | 750 | 250 | 310 | 1103.47 | 617.44 | -
|  |  | .05 | 50mm dia | number | 1 | 51.21 | 46 | 1110 | - | 320 | 580 | 1812.5 | 750 | 450 | 400 | 1704.78 | 710.06 | -
-
|  | .08 | Cobra Gate Valves or similar approved | [15 empty] | -
|  |  | by Drakenstein Municipality: | [15 empty] | -
|  |  | (Valves to be DZR Brass and have | [15 empty] | -
|  |  | female threaded connection ends) | [15 empty] | -
|  |  | .01 | 15mm dia | number | 1 | 51.21 | 46 | 650 | - | 218 | 250 | 170.2 | 750 | 150 | 92.4 | 340.96 | 405.98 | No Quote on basket
|  |  | .02 | 20mm dia | number | 1 | 51.21 | 46 | 700 | - | 272 | 320 | 231.25 | 750 | 150 | 123.2 | 432.35 | 466.87
|  |  | .03 | 25mm dia | number | 1 | 51.21 | 46 | 852 | - | 330 | 380 | 268.25 | 750 | 200 | 191.4 | 530.76 | 536.9
|  |  | .04 | 40mm dia | number | 1 | 51.21 | 46 | 900 | - | 670 | 420 | 529.25 | 750 | 250 | 310 | 1105.47 | 617.44 | -
|  |  | .05 | 50mm dia | number | 1 | 51.21 | 46 | 1100 | - | 1024 | 580 | 761.25 | 750 | 450 | 400 | 1704.78 | 710.06 | -
-
8.2.3 | 150.15 | Extra over items 150.01 for | [16 empty] | -
|  | installing, fixing and bedding of air | [16 empty] | -
|  | release valves, excluding vertical | [16 empty] | -
|  | distance pieces (Without Chambers): | [16 empty] | -
|  | (All valves to be fixed using Stainless | [16 empty] | -
|  | Steel Grade 316 Nuts & Bolts treated with | [16 empty] | -
|  | nickel anti-seize compound) | [16 empty] | -
-
|  | .01 | Flanged Variant/ARI/ Bermad/ Venr-o-mat Stainless | [15 empty] | -
|  |  | Steel Grade 316 Air Valve or similar approved by Drakenstein | [15 empty] | -
|  |  | Municipality: | [15 empty] | -
|  |  | .01 | 25mm dia (screw type) | number | 1 | 70.42 | 115 | 700 | 3030 | 640 | 950 | 480 | 12500 | 450 | 415 | 340.95 | 1461.25 | -
|  |  | .02 | 40mm dia (screw type) | number | 1 | 70.42 | 115 | 800 | 4348 | 850 | 1200 | 500 | 30000 | 550 | 664 | 432.35 | 1753.5 | -
|  |  | .03 | 50mm dia (flanged) | number | 1 | 125.18 | 115 | 900 | 4348 | 920 | 1435 | 580 | 30000 | 1500 | 875 | 530.76 | 2104.2 | -
|  |  | .04 | 80mm dia (flanged) | number | 1 | 125.18 | 115 | 1100 | 6642 | 1030 | 1625 | 650 | 45000 | 2500 | 1400 | 1105.47 | 2525.04 | -
|  |  | .05 | 100mm dia (flanged) | number | 1 | 125.18 | 115 | 1500 | 8118 | 1420 | 1850 | 750 | 68000 | 3500 | 1750 | 1704.78 | 3030.05 | -
-
8.2.3 | 150.16 | Extra over items 150.01 for | [16 empty] | -
|  | installing, fixing and bedding of fire | [16 empty] | -
|  | hydrants (Without Chambers): | [16 empty] | -
|  | (Fire hydrants to be fixed using Stainless | [16 empty] | -
|  | Steel Grade 316 Nuts & Bolts treated with | [16 empty] | -
8.2.3 | 150.16 | nickel anti-seize compound - loose shoe flanged to body) | [16 empty] | -
| (cont.) | [17 empty] | -
|  | .01 | AVK Hydrant with 65mm dia London Round | [15 empty] | -
|  |  | thread or similar approved by Drakenstein | [15 empty] | -
|  |  | Municipality: | [15 empty] | -
|  |  | (Item excludes pipe arrangement and | [15 empty] | -
|  |  | brickwork structure as per detail drawing) |  | number | 1 | 281.66 | 258.75 | 1500 | 2281 | 10500 | 7565 | 2000 | 7500 | 4500 | 4750 | 1248 | 5911.8 | -
-
8.2.3 | 150.17 | Extra over items 150.01 for | [16 empty] | -
|  | installing, fixing and bedding of | [16 empty] | -
|  | non-return (reflux) valves (Without Chambers): | [16 empty] | -
-
|  | .01 | Bermad Non-Return Valve or similar | [15 empty] | -
|  |  | approved by Drakenstein Municipality: | [15 empty] | -
|  |  | (Dedicated short travel non-return valve) | [15 empty] | -
|  |  | (Fixed using Stainless Steel Grade 316 | [15 empty] | -
|  |  | Nuts & Bolts treated with nickel anti-seize | [15 empty] | -
|  |  | compound) - Diaphragm lift type | [15 empty] | -
|  |  | .01 | 40mm dia | number | 1 | 256.6 | 172.5 | 350 | 6124 | 6172 | 1200 | 430 | 7500 | 1500 | 660 | 139 | 1429.52 | -
|  |  | .02 | 50mm dia | number | 1 | 256.6 | 172.5 | 450 | 6258 | 6449 | 1320 | 450 | 8500 | 2000 | 825 | 290 | 1715.42 | -
|  |  | .04 | 80mm dia | number | 1 | 256.6 | 172.5 | 500 | 9955 | 10230 | 1475 | 650 | 9500 | 3500 | 1320 | 340 | 2058.51 | -
|  |  | .05 | 100mm dia | number | 1 | 166.79 | 172.5 | 650 | 14905 | 15293 | 1620 | 750 | 12500 | 4500 | 1650 | 680 | 2470.21 | -
|  |  | .06 | 150mm dia | number | 1 | 303.23 | 258.75 | 700 | 30470 | 31213 | 1850 | 1050 | 18000 | 8500 | 2475 | 1014 | 2964.25 | -
|  |  | .07 | 200mm dia | number | 1 | 208.48 | 345 | 750 | 63328 | 44474 | 2350 | 1500 | 25000 | 8500 | 3300 | 1730 | 3557.1 | -
|  |  | .08 | 250mm dia | number | 1 | 238.27 | 431.25 | 950 | 57659 | 51518 | 3000 | 2000 | 40000 | 8500 | 4125 | 2190 | 4268.52 | -
|  |  | .09 | 300mm dia | number | 1 | 722.31 | 517.5 | 1100 | 84762 | 86736 | 3500 | 2500 | 56000 | 8500 | 4950 | 3000 | 5122.23 | -
-
|  | .02 | Cobra Non-Return Valve or similar | [15 empty] | -
|  |  | approved by Drakenstein Municipality: | [15 empty] | -
|  |  | (Valve to be DZR Brass and | [15 empty] | -
|  |  | female threaded) | [15 empty] | -
|  |  | .01 | 15mm dia | number | 1 | 56.33 | 46 | 90 | - | 107 | 350 | 170.2 | 750 | 450 | 440 | 139 | 409.15 | -
|  |  | .02 | 20mm dia | number | 1 | 56.33 | 46 | 150 | - | 163 | 380 | 231.25 | 750 | 550 | 586 | 290 | 450.07 | -
|  |  | .03 | 25mm dia | number | 1 | 56.33 | 46 | 160 | - | 190 | 440 | 268.25 | 750 | 850 | 732.5 | 340 | 495.07 | -
|  |  | .04 | 40mm dia | number | 1 | 56.33 | 46 | 170 | - | 365 | 480 | 529.25 | 750 | 1050 | 1172 | 680 | 544.58 | -
|  |  | .05 | 50mm dia | number | 1 | 56.33 | 46 | 190 | - | 533 | 540 | 761.25 | 750 | 2000 | 1465 | 1014 | 599.04 | -
-
8.2.3 | 150.18 | Extra over items 150.01 for | [16 empty] | -
|  | installing, fixing and bedding of strainers | [16 empty] | -
|  | (Without Chambers): | [16 empty] | -
|  | .01 | Cobra In-Line Strainer or similar approved | [15 empty] | -
|  |  | by Drakenstein Municipality: | [15 empty] | -
|  |  | (Strainer to be DZR Brass and | [15 empty] | -
|  |  | female threaded) | [15 empty] | -
|  |  | .01 | 15mm dia | number | 1 | 28.17 | 46 | 90 | - | 185 | 350 | 120.2 | 750 | 450 | 590 | 1137 | 371.95 | -
|  |  | .02 | 20mm dia | number | 1 | 28.17 | 46 | 150 | - | 233 | 410 | 230.1 | 750 | 550 | 786 | 1212.51 | 409.15 | -
|  |  | .03 | 25mm dia | number | 1 | 28.17 | 46 | 160 | - | 383 | 520 | 350.3 | 750 | 850 | 982.5 | 1440 | 450.07 | -
|  |  | .04 | 40mm dia | number | 1 | 28.17 | 46 | 170 | - | 420 | 650 | 435 | 750 | 1050 | 1576 | 1975 | 495.07 | -
-
|  | .02 | In-Line Strainer (Kent / Bermad / Sensus | [15 empty] | -
|  |  | Similar Approved by Drakenstein Municipality) | [15 empty] | -
|  |  | for the following pipe diameters: | [15 empty] | -
|  |  | (To be fixed using Stainless Steel | [15 empty] | -
|  |  | Grade 316 Nuts & Bolts treated with | [15 empty] | -
|  |  | nickel anti-seize compound where applicable) | [15 empty] | -
|  |  | .01 | 40mm dia | number | 1 | 166.79 | 115 | 90 | - | 2925 | 1200 | 3153.75 | 750 | 150 | 2140 | 1970 | 594.09 | -
|  |  | .02 | 50mm dia | number | 1 | 166.79 | 115 | 150 | - | 2987 | 1320 | 3211.75 | 950 | 150 | 2675 | 2425 | 712.9 | -
|  |  | .04 | 80mm dia | number | 1 | 166.79 | 115 | 160 | - | 6528 | 1475 | 4038.25 | 1100 | 450 | 4280 | 4016 | 855.48 | -
|  |  | .05 | 100mm dia | number | 1 | 166.79 | 172.5 | 170 | - | 3257 | 1620 | 4299.25 | 2500 | 1250 | 5350 | 5533 | 1026.58 | -
|  |  | .06 | 150mm dia | number | 1 | 166.79 | 258.75 | 190 | - | 3911 | 1850 | 9494.6 | 3750 | 1500 | 8025 | 13643 | 1231.9 | No Quote on basket
8.2.3 | 150.18 |  | .07 | 200mm dia | number | 1 | 256.6 | 345 | 200 | - | 6639 | 2350 | 10258.75 | 9000 | 3500 | 17800 | 29106.19 | 1478.28
| (cont.) |  | .08 | 250mm dia | number | 1 | 256.6 | 431.25 | 250 | - | 19910 | 3000 | 37488 | 14500 | 3500 | 20065 | 37321 | 1773.93
-
PSL | 150.19 | Extra over items 150.01 for | [16 empty] | -
8.2.20 |  | water meters: | [16 empty] | -
-
|  | Install/fix, and bedding of | [16 empty] | -
|  | the following water meters (Excluding chambers): | [16 empty] | -
-
|  | .01 | Endress & Houser Electromagnetic | [15 empty] | -
|  |  | flow meter (Promag W) complete with | [15 empty] | -
|  |  | Promag 53 transmitter, backup battery supply | [15 empty] | -
|  |  | all to have IP68 protection: | [15 empty] | -
|  |  | (All water meters to be full bore, 16 bar | [15 empty] | -
|  |  | rated and fixed using Stainless Steel | [15 empty] | -
|  |  | Grade 316 Nuts & Bolts) | [15 empty] | -
|  |  | .01 | 150mm dia | number | 1 | 297.9 | 258.75 | 90 | 118448 | 14000 | 1200 | 88363 | 30000 | 8500 | 8000 | 1520 | 12638.56 | -
|  |  | .02 | 200mm dia | number | 1 | 297.9 | 345 | 150 | 133195 | 16500 | 1325 | 100805.25 | 45000 | 11500 | 10667 | 3650 | 15166.27 | -
|  |  | .03 | 250mm dia | number | 1 | 376.59 | 431.25 | 160 | 155766 | 19000 | 1400 | 124095.3 | 65000 | 12500 | 14000 | 3650 | 18199.53 | -
|  |  | .04 | 300mm dia | number | 1 | 820.92 | 517.5 | 170 | 176350 | 21500 | 1525 | 150381 | 150000 | 13750 | 16800 | 4120 | 21839.43 | -
|  |  | .05 | 350mm dia | number | 1 | 1450.41 | 603.75 | 190 | 193357 | 24000 | 1750 | 155016.75 | 200000 | 15125 | 23520 | 4120 | 26207.32 | -
|  |  | .06 | 400mm dia | number | 1 | 1450.41 | 690 | 200 | 217899 | 26500 | 2100 | 170142 | 350000 | 16637.5 | 26880 | 4632 | 31448.78 | -
|  |  | .07 | 500mm dia | number | 1 | 1450.41 | 862.5 | 250 |  | 29000 | 2500 | 192328.5 | 500000 | 18301.25 | 36000 | 6325 | 37738.54 | -
-
|  | .02 | Krohne Electromagnetic flow meter | [15 empty] | -
|  |  | (Optiflux 2000) complete with IFC 100W | [15 empty] | -
|  |  | transmitter, backup battery supply | [15 empty] | -
|  |  | all to have IP68 protection: | [15 empty] | -
|  |  | (All water meters to be full bore, 16 bar | [15 empty] | -
|  |  | rated and fixed using Stainless Steel | [15 empty] | -
|  |  | Grade 316 Nuts & Bolts) | [15 empty] | -
|  |  | .01 | 150mm dia | number | 1 | 297.9 | 258.75 | 90 | - | 153500 | 1200 | 88363 | 30000 | 8500 | 8000 | 1520 | 12638.56 | -
|  |  | .02 | 200mm dia | number | 1 | 297.9 | 345 | 150 | - | 178500 | 1325 | 100805.25 | 45000 | 11500 | 10667 | 3650 | 15166.27 | -
|  |  | .03 | 250mm dia | number | 1 | 376.59 | 431.25 | 160 | - | 203500 | 1400 | 124095.3 | 65000 | 12500 | 14000 | 3650 | 18199.53 | -
|  |  | .04 | 300mm dia | number | 1 | 820.92 | 517.5 | 170 | - | 229500 | 1525 | 150381 | 150000 | 13750 | 16800 | 4120 | 21839.43 | -
|  |  | .05 | 350mm dia | number | 1 | 1135.66 | 603.75 | 190 | * | 229500 | 1750 | 155016.75 | 200000 | 15125 | 23520 | 4120 | 26207.32 | -
|  |  | .06 | 400mm dia | number | 1 | 1450.41 | 690 | 200 | * | 275000 | 2100 | 170142 | 350000 | 16637.5 | 26880 | 4632 | 31448.78 | -
|  |  | .06 | 500mm dia | number | 1 | 1450.41 | 862.5 | 250 | * | 275000 | 2500 | 192328.5 | 500000 | 18301.25 | 36000 | 6325 | 37738.52 | -
-
|  | .03 | Sensus Meistream water meter or similar | [15 empty] | -
|  |  | approved by Drakenstein Municipality with | [15 empty] | -
|  |  | mechanical dial: | [15 empty] | -
|  |  | (Meter to be fixed with stainless steel grade | [15 empty] | -
|  |  | 316 nuts & bolts) | [15 empty] | -
|  |  | .01 | 80mm dia | number | 1 | 297.9 | 258.75 | 700 | - | 5315 | 800 | 10342.5 | 9500 | 2200 | 9181.7 | 998 | 4241.8 | -
|  |  | .02 | 100mm dia | number | 1 | 297.9 | 258.75 | 800 | - | 5658 | 950 | 11185 | 9500 | 2500 | 10037.5 | 1200 | 5090.16 | -
|  |  | .03 | 150mm dia | number | 1 | 297.9 | 258.75 | 950 | - | 11606 | 1085 | 22697.5 | 17500 | 3000 | 19654.8 | 1520 | 6108.19 | -
|  |  | .04 | 200mm dia | number | 1 | 297.9 | 345 | 1100 | - | 12710 | 1200 | 30845 | 27500 | 3500 | 26400 | 2169 | 7329.83 | -
|  |  | .05 | 250mm dia | number | 1 | 376.59 | 431.25 | 1500 | - | 13240 | 1350 | 65192.4 | 38500 | 3500 | 33750 | 2525 | 8795.8 | -
-
|  | .04 | Sensus Meistream Plus water meter or similar | [15 empty] | -
|  |  | approved by Drakenstein Municipality with | [15 empty] | -
|  |  | mechanical dial: | [15 empty] | -
|  |  | (Meter to be fixed with stainless steel grade | [15 empty] | -
|  |  | 316 nuts & bolts) | [15 empty] | -
|  |  | .01 | 80mm dia | number | 1 | 297.9 | 258.75 | 350 | - | 9231 | 850 | 10953.3 | 9500 | 1500 | 9181.7 | 998 | 5514.34 | -
|  |  | .02 | 100mm dia | number | 1 | 297.9 | 258.75 | 400 | - | 10087 | 985 | 11977 | 9500 | 2500 | 10037.5 | 1200 | 6617.21 | -
|  |  | .03 | 150mm dia | number | 1 | 297.9 | 258.75 | 450 | - | 19704 | 1000 | 22045.5 | 17500 | 2500 | 19654.8 | 1520 | 7940.65 | -
-
-
|  | Install/fix, and bedding of | [16 empty] | -
PSL | 150.19 | the following water meters (Excluding chambers): | [16 empty] | -
8.2.20 | (cont.) | .05 | Endress & Houser Electromagnetic | [15 empty] | -
|  |  | flow meter (Promag W) complete with | [15 empty] | -
|  |  | Promag 53 transmitter, backup battery supply | [15 empty] | -
|  |  | all to have IP68 protection and 20m of cable: | [15 empty] | -
|  |  | (All water meters to be full bore, 16 bar | [15 empty] | -
|  |  | rated and fixed using Stainless Steel | [15 empty] | -
|  |  | Grade 316 Nuts & Bolts) | [15 empty] | -
|  |  | All flanges up to 250mm dia to be drilled tp Table D | [15 empty] | -
|  |  | BS10. All flanges for meters larger than 300mm dia | [15 empty] | -
|  |  | to be drilled to table 1600/3 | [15 empty] | -
|  |  | .01 | 150mm dia | number | 1 | 297.9 | 258.75 | 90 | 119587 | 14000 | 1200 | 92379.5 | 30000 | 8500 | 12750 | 1520 | 12638.56 | -
|  |  | .02 | 200mm dia | number | 1 | 297.9 | 345 | 150 | 134476 | 16500 | 1325 | 110406.9 | 45000 | 11500 | 17000 | 1936 | 15166.27 | -
|  |  | .03 | 250mm dia | number | 1 | 376.59 | 431.25 | 160 | 157264 | 19000 | 1400 | 124095.3 | 65000 | 12500 | 21250 | 2549 | 18199.53 | -
|  |  | .04 | 300mm dia | number | 1 | 820.92 | 517.5 | 170 | 178045 | 21500 | 1525 | 150381 | 150000 | 13750 | 25500 | 2938 | 21839.43 | -
|  |  | .05 | 350mm dia | number | 1 | 1450.41 | 603.75 | 190 | 195216 | 24000 | 1750 | 155016.75 | 200000 | 15125 | 29750 | 3860 | 26207.32 | -
|  |  | .06 | 400mm dia | number | 1 | 1450.41 | 690 | 200 | 219994 | 26500 | 2100 | 170142 | 350000 | 16637.5 | 34000 | 4120 | 31448.78 | -
|  |  | .07 | 500mm dia | number | 1 | 1450.41 | 862.5 | 250 |  | 29000 | 2500 | 192328.5 | 500000 | 18301.25 | 42500 | 5325 | 37738.54 | -
-
|  | .06 | Krohne Electromagnetic flow meter | [15 empty] | -
|  |  | (Optiflux 2000) complete with IFC 100W | [15 empty] | -
|  |  | transmitter, backup battery supply | [15 empty] | -
|  |  | all to have IP68 protection and 20m of cable: | [15 empty] | -
|  |  | (All water meters to be full bore, 16 bar | [15 empty] | -
|  |  | rated and fixed using Stainless Steel | [15 empty] | -
|  |  | Grade 316 Nuts & Bolts) | [15 empty] | No Quote on basket
All flanges up to 250mm dia to be drilled tp Table D
BS10. All flanges for meters larger than 300mm dia
|  |  | to be drilled to table 1600/3 | [15 empty] | -
|  |  | .01 | 150mm dia | number | 1 | 297.9 | 258.75 | 90 | - | 153500 | 1300 | 92379.5 | 30000 | 8500 | 11200 | 1520 | 12638.56 | -
|  |  | .02 | 200mm dia | number | 1 | 297.9 | 345 | 150 | - | 178500 | 1500 | 110406.9 | 45000 | 11500 | 12040 | 1936 | 15166.27 | -
|  |  | .03 | 250mm dia | number | 1 | 376.59 | 431.25 | 160 | - | 203500 | 1650 | 124095.3 | 650000 | 12500 | 22000 | 2549 | 18199.53 | -
|  |  | .04 | 300mm dia | number | 1 | 820.92 | 517.5 | 170 | - | 229500 | 1720 | 150381 | 150000 | 13750 | 27600 | 2938 | 21839.43 | -
|  |  | .05 | 350mm dia | number | 1 | 1135.66 | 603.75 | 190 | - | 229500 | 1980 | 155016.75 | 200000 | 15125 | 35000 | 3560 | 26207.32 | -
|  |  | .06 | 400mm dia | number | 1 | 1450.41 | 690 | 200 | - | 275000 | 2500 | 170142 | 350000 | 16637.5 | 40000 | 4120 | 31448.78 | -
|  |  | .07 | 500mm dia | number | 1 | 1450.41 | 862.5 | 250 | - | 275000 | 3000 | 192328.5 | 500000 | 18301.25 | 50000 | 5325 | 37738.54 | -
-
|  | .07 | Sensus Meistream Plus water meter or similar | [15 empty] | -
|  |  | approved by Drakenstein Municipality | [15 empty] | -
|  |  | (Meter to be fixed with stainless steel grade | [15 empty] | -
|  |  | 316 nuts & bolts - Flanges drilled to Table D BS10) | [15 empty] | -
|  |  | .01 | 80mm dia | number | 1 | 297.9 | 258.75 | 350 | - | 9231 | 900 | 8743.5 | 9500 | 2500 | 9200 | 890 | 5514.34 | -
|  |  | .02 | 100mm dia | number | 1 | 297.9 | 258.75 | 600 | - | 10087 | 1000 | 9568.75 | 9500 | 3500 | 10500 | 1180 | 6617.21 | -
-
-
PSL | 150.20 | Anchor/thrust blocks and pedestals: | [16 empty] | -
8.2.11 | [18 empty] | -
|  | .01 | Concrete: | [15 empty] | -
|  |  | .01 | Class 20 MPa/19 mm | m³ | 1 | 2225.23 | 2875 | 1500 | - | 1980 | 2350 | 2490 | 1500 | 1550 | 1350 | 2000 | 3106.2 | -
|  |  | .02 | Class 25 MPa/19 mm | m³ | 1 | 2272.79 | 3162.5 | 1800 | - | 1980 | 2500 | 2550 | 1500 | 1550 | 1500 | 2000 | 3416.82 | -
-
|  | .02 | Formwork: | [15 empty] | -
|  |  | .01 | Rough | m² | 1 | 479.9 | 540.5 | 200 | - | 425 | 95 | 56.92 | 250 | 85 | 145 | 45.5 | 375.75 | -
|  |  | .02 | Smooth | m² | 1 | 551.23 | 540.5 | 350 | - | 425 | 105 | 85.21 | 250 | 125 | 140 | 45.5 | 484.3 | -
-
|  | .03 | Reinforcement: | [15 empty] | -
|  |  | (Rate to include necessary bending of steel) | [15 empty] | -
|  |  | .01 | Mild steel | t | 1 | 14668.53 | 16100 | 13000 | - | 14000 | 14500 | 19536 | 17500 | 16000 | 13500 | 2500 | 24215 | -
|  |  | .02 | High-tensile steel | t | 1 | 14668.53 | 16100 | 14000 | - | 14000 | 16000 | 19536 | 17500 | 16000 | 15000 | 2500 | 24215 | -
PSL | 150.20 |  | .03 | Welded steel mesh, ref no 395 | m² | 1 | 81.16 | 69 | 60 | 13 | 75 | 75 | 35 | 85 | 120 | 260 | 39.5 | 242.15 | -
8.2.11 | (cont.) |  | .04 | Welded steel mesh, ref no 100 | m² | 1 | 54.49 | 23 | 80 | 13 | 40 | 85 | 31 | 85 | 85 | 245 | 39.35 | 242.15 | -
-
8.2.13 | 150.21 | Valve and hydrant chambers etc.: | [16 empty] | -
-
|  | .01 | Construct gate valve chamber up to 1,0m deep (According to drawing DM1200L-02) | [15 empty] | -
[5 empty] | number | 1 | 2819.31 | 1405.3 | 2000 | 1063 | 4500 | 2950 | 1044 | 5000 | 4500 | 8650 | 4500 | 24215 | -
-
-
|  | .02 | Construct gate valve chamber over 1,0m deep (According to drawing DM1200L-02) | [15 empty] | -
[5 empty] | number | 1 | 3743.36 | 1784.8 | 3000 | 1313 | 5500 | 6850 | 1044 | 5000 | 4500 | 14700 | 4500 | 24215 | -
-
-
|  | .03 | Construct fire hydrant valve chamber (According to drawing DM1200L-03) | [15 empty] | -
-
-
|  |  | .01 | 0m - 1,0m | number | 1 | 2613.08 | 2119.45 | 1000 | 1188 | 5500 | 3950 | 2602.75 | 5000 | 2500 | 1750 | 3500 | 3089.5 | -
|  |  | .02 | 1,0m - 1,5m | number | 1 | 3080.74 | 2707.1 | 2000 | 1438 | 5500 | 5250 | 2602.75 | 5000 | 2500 | 2625 | 3500 | 4016.35 | -
|  |  | .03 | 1,5m - 2,0m | number | 1 | 3542.77 | 3295 | 2500 | 1625 | 6000 | 6500 | 2602.75 | 5000 | 2500 | 4725 | 5500 | 5221.26 | -
-
|  | .04 | Construct air valve chamber (According to drawing DM1200L-07) | [15 empty] | -
-
|  |  | .01 | 0m - 1,0m | number | 1 | 11201.11 | 2593.25 | 1500 | 4401 | 5500 | 3000 | 7044.3 | 10000 | 4500 | 2400 | 2500 | 24215 | -
|  |  | .02 | 1,0m - 1,5m | number | 1 | 12297.31 | 4073.3 | 2000 | 5719 | 5500 | 5000 | 7044.3 | 10000 | 4500 | 3600 | 2900 | 29058 | -
|  |  | .03 | 1,5m - 2,0m | number | 1 | 13422.51 | 5459.05 | 2500 | 7038 | 6000 | 8000 | 7044.3 | 10000 | 4500 | 7200 | 3500 | 34869.6 | -
-
|  | .05 | Construct concrete spillway and headwalls for | [15 empty] | -
|  |  | scour outlets | [15 empty] | -
|  |  | .01 | as per detail | number | 1 | 7114.11 | 7130 | 1500 | 3125 | 5500 | 8550 | 1080 | 10000 | 8500 | - | 4500 | 4175 | -
-
PSL | 150.22 | Supply only cover and frame: | [16 empty] | -
8.2.13 | [18 empty] | -
|  | .01 | Saint-Gobain Securex Y-560-C lockable | [15 empty] | -
|  |  | cover and frame or similar approved by | [15 empty] | -
|  |  | Drakenstein Municipality: | [15 empty] | -
|  |  | .01 | Non-vented cover | number | 1 | 3787.4 | 3615.6 | 1800 | 3586 | 3457 | 3500 | 5186.45 | 7500 | 3500 | 3457.3 | 2100 | 1586.5 | -
|  |  | .02 | Vented cover | number | 1 | 3787.4 | 3392.5 | 2500 | 3586 | 3650 | 3900 | 5362.1 | 7500 | 3500 | 3200 | 1985 | 1903.8 | -
-
|  | .02 | Saint-Gobain Securex Z-600D lockable | [15 empty] | -
|  |  | cover and frame or similar approved by | [15 empty] | -
|  |  | Drakenstein Municipality: | [15 empty] | -
|  |  | .01 | Non-vented cover | number | 1 | 5948.48 | 5681 | 1800 | 5495 | 5433 | 4200 | 8149.93 | 7500 | 5200 | 5434 | 2950 | 1586.5 | -
|  |  | .02 | Vented cover | number | 1 | 6052.88 | 4866.8 | 2000 | 5495 | 4654 | 4600 | 6981.65 | 7500 | 5200 | 4655 | 3216 | 1903.8 | -
-
|  | .03 | Saint-Gobain Aksess 700 lockable | [15 empty] | -
|  |  | cover and frame or similar approved by |  | number | 1 | 4144.68 | 4108.95 | 3500 | 3927 | 6500 | 3500 | 5180.85 | 7500 | 7500 | 4645.3 | 2900 | 1665.83 | -
|  |  | Drakenstein Municipality: | [15 empty] | -
-
-
|  | .04 | Saint-Gobain Aksess 800 lockable | [15 empty] | -
|  |  | cover and frame or similar approved by |  | number | 1 | 5086.6 | 4857.6 | 3500 | 4818 | 4646 | 4000 | 6969.02 | 7500 | 7500 | 4800 | 2500 | 1665.83 | -
|  |  | Drakenstein Municipality: | [15 empty] | -
-
|  | .05 | Saint-Gobain rectangular single seal | [15 empty] | No Quote on basket
ductile iron 900mm x 600mm (9E)
|  |  | cover and frame or similar approved by |  | number | 1 | 4519.36 | 4315.95 | 3500 | 4279 | 4128 | 3800 | 6192.04 | 7500 | 7500 | 4127.2 | 2500 | 1085.5
|  |  | Drakenstein Municipality: | [15 empty] | -
-
|  | .06 | Saint-Gobain square single seal | [15 empty] | -
|  |  | ductile iron 900mm x 900mm | [15 empty] | -
PSL | 150.22 |  | cover and frame or similar approved by |  | number | 1 | 7417.04 | 7353.1 | 3500 | 7032 | 6775 | 4200 | 10162.52 | 7500 | 1500 | 6776 | 3000 | 1411.15 | -
8.2.13 | (cont.) |  | Drakenstein Municipality: | [15 empty] | -
-
|  | .07 | Ductile iron valve cover and frame | [15 empty] | -
|  |  | to Drakenstein Municipality spec. | [15 empty] | -
|  |  | NO. 2002/19/13/A |  | number | 1 | 835.2 | 828 | 1500 | 979 | 955 | 3000 | 1433.44 | 3500 | 2500 | 954.8 | 3000 | 1622.82 | -
-
|  | .08 | SANS 558 2A Ductile iron Drakenstein municipality type (Saint-Gobain or similar approved) | [15 empty] | -
-
[5 empty] | number | 1 | 2418.6 | 2397.75 | 1500 | 2475 | 2681 | 3200 | 4021.88 | 3500 | 2500 | 2682 | 2300 | 1419.5 | -
-
|  | .09 | SANS 558 4 Ductile iron Drakenstein municipality type (Saint-Gobain or similar approved) | [15 empty] | -
-
[5 empty] | number | 1 | 2418.6 | 2397.75 | 1500 | 1540 | 3250 | 3350 | 3023.25 | 7500 | 2500 | 2900 | 2800 | 1490.48 | -
-
|  | .10 | 350mm x 350mm Ductile valve cover and frame to Drakenstein Municipality specifications. | [15 empty] | -
-
[5 empty] | number | 1 | 1389.68 | 1377.7 | 2500 | 979 | 3350 | 1500 | 1737.1 | 3500 | 2500 | 1900 | 2200 | 1085.5 | -
-
|  | .11 | 350mm x 350mm Maverick (H/D) or similar approved Polymer valve cover and frame to Drakenstein Municipality specifications. | [15 empty] | -
-
[5 empty] | number | 1 | 348 | 345 | 2500 | 858 | 3450 | 1800 | 1993.75 | 3500 | 2500 | 1500 | 2500 | 1411.15 | -
-
|  | .12 | 280mm x 550mm Ductile iron Fire hydrant cover and frame to Drakenstein Municipality specifications. | [15 empty] | -
-
[5 empty] | number | 1 | 881.6 | 874 | 2500 | 1045 | 1250 | 3150 | 1340.63 | 3000 | 2500 | 896.5 | - | 1085.5 | -
-
|  | .13 | Maverick or similar approved polymer concrete | [15 empty] | -
|  |  | Type 9E (H/D)cover and frame to Drakenstein | [15 empty] | -
|  |  | Municipality specifications. |  | number | 1 | 1351.4 | 1339.75 | 3000 | 1529 | 1750 | 2400 | 2312.97 | 3500 | 2500 | 1542.2 | 3268 | 1252.5 | -
-
|  | .14 | AVK fire hydrant HDPE box and ductile | [15 empty] | -
|  |  | iron cover or similar approved by Drakenstein | [15 empty] | -
|  |  | Municipality |  | number | 1 | 904.8 | 897 | 1500 | 1188 | 10500 | 3000 | 2138.75 | 3500 | 2500 | 1300 | 4150 | 1586.5 | -
-
|  | .15 | Vumani 940mm x 490mm ductile iron double | [15 empty] | -
|  |  | hinged snaplock cover and frame to | [15 empty] | -
|  |  | BS EN 125 Spec or similar approved by | [15 empty] | -
|  |  | Drakenstein Municipality. |  | number | 1 | 2629.72 | 2607.05 | 2500 | 2508 | 8500 | 3750 | 4060 | 3000 | 2500 | 2000 | 5980 | 1586.5 | -
-
-
PSL | 150.23 | Standpipes complete: | [16 empty] | -
8.2.16 | [18 empty] | -
|  | .01 | According to drawing DM1200L-09 |  | number | 1 | 3934.49 | 2530 | 3000 | 3000 | 7500 | 2500 | 3000 | 3000 | 4850 | 950 | 1120 | 3924.5 | -
-
PSL | 150.24 | Supply, install and commissioning | [16 empty] | -
8.2.22 |  | of Pepper Gas system (Hidro-Tech/Ataraxia/ | [16 empty] | -
|  | similar approved by Drakenstein Municipality) | [16 empty] | -
|  | .01 | Ataraxia master unit (mini) |  | number | 1 | 24680.7 | 25802.55 | 700 | 26830 | 95000 | 3000 | 25802.55 | 6500 | 4500 | 6400 | 1500 | 10855 | -
|  | .02 | Ataraxia master unit (maxi) |  | number | 1 | 24680.7 | 25802.55 | 700 | 26830 | 195000 | 4500 | 25802.55 | 6500 | 5500 | 9000 | 5000 | 13026 | -
|  | .03 | Ataraxia slave unit |  | number | 1 | 9504 | 9936 | 700 | 10549 | 75000 | 4000 | 9936 | 6500 | 4500 | 4550 | 2500 | 10338 | -
|  | .04 | Ataraxia MODBUS/SMS plug in module |  | number | 1 | 3795 | 3967.5 | 700 | 4425 | 250000 | 2000 | 3967.5 | 6500 | 5500 | 2500 | 1800 | 1586.5 | -
|  | .05 | Management software via SMS |  | number | 1 | 3696 | 3864 | 700 | 4201 | 70000 | 850 | 4872 | 6500 | 6500 | 9000 | 3000 | 7765.5 | -
|  | .06 | Coded remote |  | number | 1 | 214.5 | 224.25 | 700 | 325 | 10000 | 600 | 360.75 | 6500 | 1000 | 350 | 750 | 1252.5 | -
|  | .07 | 440ml OC gas canister |  | number | 1 | 247.5 | 258.75 | 700 | 360 | 10000 | 350 | 416.25 | 6500 | 2000 | 1445 | 700 | 1586.5 | -
|  | .08 | Outdoor warning sign |  | number | 1 | 165 | 172.5 | 700 | 271 | 5000 | 350 | 277.5 | 6500 | 450 | 650 | 260 | 751.5 | -
| 150.24 | .09 | Outdoor status indication box |  | number | 1 | 209 | 218.5 | 3000 | 319 | 35000 | 1200 | 351.5 | 650 | 1250 | 650 | 350 | 901.8 | -
| (cont.) | [17 empty] | -
PSL | 150.25 | Extra over item 150.01 for supporting brackets | [16 empty] | -
8.2.25 |  | .01 | Supply and installation of 30mm x 5mm stainless | [15 empty] | -
|  |  | steel Grade 316 Plate with M12 bolts on each side |  | Each | 1 | 223.3 | 517.5 | 650 | 250 | 2500 | 200 | 250 | 650 | 750 | 750 | 1800 | 250.5 | -
-
PSL | 150.26 | Extra over for item 150.01 for | [16 empty] | -
8.2.24 |  | Creating a bell inlet uPVC pipe to suit the ouside diameter of Asbestos cement pipes with 4m long uPVC pipe to suite outside diamter of Asbestos/ Fibre cement pipe for the following nominal diameters: | [16 empty] | -
|  | (Class 16 SABS approved) | [16 empty] | -
-
|  | .01 | 100mm dia Asbestos cement pipe |  | number | 1 | 1104.42 | 1552.5 | 750 | 653 | 750 | 500 | 225 | 3000 | 150 | 400 | 150 | 1252.5 | -
|  | .02 | 150mm dia Asbestos cement pipe |  | number | 1 | 1439.66 | 2932.5 | 850 | 1307 | 850 | 650 | 371.25 | 3000 | 150 | 600 | 250 | 1628.25 | -
|  | .03 | 200mm dia Asbestos cement pipe |  | number | 1 | 1758.66 | 4312.5 | 950 | 2386 | 950 | 700 | 612.56 | 5000 | 250 | 800 | 300 | 2116.73 | -
|  | .04 | 250mm dia Asbestos cement pipe |  | number | 1 | 2379.26 | 6842.5 | 1200 | 3740 | 1050 | 850 | 1010.73 | 5000 | 750 | 1000 | 350 | 2751.74 | -
-
PSL | 150.27 | Extra over item 150.01 for | [16 empty] | -
8.2.25 |  | .01 | Repair of burst pipe |  | number | 1 | - | 2921 | 110 | 770 | 750 | 2800 | 3000 | 50000 | 3500 | 1650 | 550 | 1252.5 | No Quote on basket
PS-TC-5.1 | 150.28 | CCTV Camera inspections and assessment for nominal diameters:
-
-
|  | .01 | 0 - 300mm diameter |  | m | 1 | 25.3 | 28.75 | 7500 | 3000 | 350 | 495 | 42.36 | 35 | 500 | 105 | 560 | 125.25 | -
|  | .02 | 300mm diameter and above |  | m | 1 | 29.7 | 34.5 | 9500 | 4000 | 450 | 565 | 59.3 | 35 | 50 | 128 | 980 | 113.86 | -
-
PS-TC-5.1 | 150.29 | Profiling inspection and assessment for nominal diameters: | [16 empty] | -
-
-
|  | .01 | 0 - 300mm diameter |  | m | 1 | 33 | 310.5 | 1200 | 4500 | 350 | 485 | 42.36 | 75 | 500 | 105 | 450 | 751.5 | -
|  | .02 | 300mm diameter and above |  | m | 1 | 37.4 | 310.5 | 1500 | 5500 | 450 | 650 | 59.3 | 75 | 500 | 125 | 550 | 789.08 | -
-
8.2.2 (a) | 150.30 | Extra over for items 150.01 for supplying, laying and | [16 empty] | -
|  | bedding of UniTwist Fittings or similar approved by | [16 empty] | -
|  | Drakenstein Municipality | [16 empty] | -
|  | (All fittings should be high quality PP-R) | [16 empty] | -
-
|  | .01 | Couplings (copper to copper) : | [15 empty] | -
|  |  | .01 | 15mm dia x 15mm dia | number | 1 | 41.21 | 25.3 | 90 | 17 | - | 75 | 51.75 | 500 | 37 | - | - | - | -
|  |  | .02 | 22mm dia x 22mm dia | number | 1 | 62.09 | 35.65 | 110 | 26 | - | 90 | 75.04 | 500 | 40 | - | - | - | -
[11 empty] | - | [7 empty] | -
|  | .02 | Reducer couplings (copper to copper): | [7 empty] | - | [7 empty] | -
|  |  | .01 | 22mm dia x 15mm dia | number | 1 | 99.21 | 31.05 | 150 | 34 | - | 85 | 86.29 | 500 | 45 |  |  |  | -
[11 empty] | - | [7 empty] | -
|  | .03 | Couplings (male to copper): | [7 empty] | - | [7 empty] | -
|  |  | .01 | 1/2" x 15mm | number | 1 | 28.27 | 21.85 | 90 | 16 | - | 80 | 75.11 | 500 | 35 | - | - | - | -
|  |  | .02 | 3/4" x 22mm | number | 1 | 38.71 | 31.05 | 110 | 24 | - | 100 | 89.34 | 500 | 35 | - | - | - | -
[11 empty] | - |  |  |  |  | - | - | - | -
|  | .04 | Reducing couplers (Male to copper) | [7 empty] | - |  |  |  |  | - | - | - | -
|  |  | .01 | 3/4" x 15mm | number | 1 | 33.09 | 27.6 | 150 | 23 | - | 95 | 81.24 | 500 | 35 | - | - | - | -
[11 empty] | - |  |  |  |  | - | - | - | -
|  | .05 | Couplings (female to copper): | [7 empty] | - |  |  |  |  | - | - | - | -
|  |  | .01 | 15mm dia x 1/2" | number | 1 | 28.27 | 23 | 90 | 16 | - | 105 | 78 | 500 | 30 | - | - | - | -
|  |  | .02 | 22mm dia x 3/4" | number | 1 | 38.71 | 26.45 | 110 | 24 | - | 110 | 82 | 500 | 35 | - | - | - | -
[11 empty] | - |  |  |  |  | - | - | - | -
|  | .06 | Reducing couplers (female to copper) | [7 empty] | - |  |  |  |  | - | - | - | -
|  |  | .01 | 3/4" x 15mm | number | 1 | 38.71 | 27.6 | 150 | 34 | - | 100 | 81.24 | 500 | - | - | - | - | -
[11 empty] | - |  |  |  |  | - | - | - | -
|  | .07 | Equal tee: | [7 empty] | - |  |  |  |  | - | - | - | -
|  |  | (all copper x copper connections) | [7 empty] | - |  |  |  |  | - | - | - | -
|  |  | .01 | 15mm dia x 15mm dia x 15mm dia | number | 1 | 41.21 | 37.95 | 90 | 27 | - | 120 | 135 | 500 | 25 | - | - | - | -
|  |  | .02 | 22mm dia x 22mm dia x 22mm dia | number | 1 | 62.09 | 56.35 | 110 | 49 | - | 120 | 165 | 500 | 28 | - | - | - | -
|  |  | .03 | 28mm dia x 28mm dia x 28mm dia | number | 1 | 134.01 | 184 | 150 | 70 | - | 135 | 242 | 500 | 30 | - | - | - | -
|  |  | .04 | 35mm dia x 35mm dia x 35mm dia | number | 1 | 185.05 | 386.4 | 160 | 115 | - | 145 | 400 | 500 | 35 | - | - | - | -
[11 empty] | - |  |  |  |  | - | - | - | -
|  | .08 | Equal tee: | [7 empty] | - |  |  |  |  | - | - | - | -
|  |  | (copper x copper x female connections) | [7 empty] | - |  |  |  |  | - | - | - | -
|  |  | .01 | 15mm dia x 15mm dia x 15mm dia | number | 1 | 41.21 | 52.9 | 90 | 38 | - | 105 | 168 | 500 | 25 | - | - | - | -
|  |  | .02 | 22mm dia x 22mm dia x 22mm dia | number | 1 | 62.09 | 71.3 | 110 | 62 | - | 115 | 208 | 500 | 28 | - | - | - | -
[11 empty] | - |  |  |  |  | - | - | - | -
|  | .09 | Reducing tee: | [7 empty] | - |  |  |  |  | - | - | - | -
|  |  | (all copper x copper connections) | [7 empty] | - |  |  |  |  | - | - | - | -
|  |  | .01 | 22mm dia x 22mm dia x 15mm dia | number | 1 | 63.25 | 70.15 | 90 | 60 | - | 120 | 218 | 500 | 30 | - | - | - | -
|  |  | .02 | 22mm dia x 15mm dia x 22mm dia | number | 1 | 86.45 | 60.95 | 110 | 47 | - | 125 | 228 | 500 | 30 | - | - | - | -
[11 empty] | - |  |  |  |  | - | - | - | -
|  | .10 | Reducing tee: | [7 empty] | - |  |  |  |  | - | - | - | -
|  |  | (all copper x copper connections) | [7 empty] | - |  |  |  |  | - | - | - | -
|  |  | .01 | 15mm dia x 15mm dia x 22mm dia | number | 1 | 86.45 | 60.95 | 100 | 47 | - | 105 | 218 | 500 | 25 | - | - | - | -
[11 empty] | - |  |  |  |  | - | - | - | -
|  | .11 | 90° elbows: | [7 empty] | - |  |  |  |  | - | - | - | -
|  |  | (copper x copper connections) | [7 empty] | - |  |  |  |  | - | - | - | -
|  |  | .01 | 15mm dia x 15mm dia | number | 1 | 42.97 | 25.3 | 120 | 18 | - | 110 | 85 | 500 | 25 | - | - | - | -
|  |  | .02 | 22mm dia x 22mm dia | number | 1 | 77.73 | 40.25 | 160 | 36 | - | 125 | 135 | 500 | 30 | - | - | - | -
[11 empty] | - |  |  |  |  | - | - | - | -
[11 empty] | - |  |  |  |  | - | - | - | -
|  | .12 | 90° reducing elbows: | [7 empty] | - |  |  |  |  | - | - | - | -
|  |  | (copper x copper) | [7 empty] | - |  |  |  |  | - | - | - | -
|  |  | .01 | 15mm dia x 22mm dia | number | 1 | 77.73 | 34.5 | 120 | 42 | - | 130 | 105 | 500 | 25 | - | - | - | -
[11 empty] | - |  |  |  |  | - | - | - | -
|  | .13 | 90° elbows: | [7 empty] | - |  |  |  |  | - | - | - | -
|  |  | (copper x male connections) | [7 empty] | - |  |  |  |  | - | - | - | -
|  |  | .01 | 15mm dia x 1/2" | number | 1 | 58.87 | 24.15 | 120 | 20 | - | 120 | 125 | 500 | 25 | - | - | - | -
|  |  | .02 | 22mm dia x 3/4" | number | 1 | 75.41 | 36.8 | 160 | 34 | - | 130 | 130 | 500 | 30 | - | - | - | -
|  | .14 | 90° reducing elbows:
(copper x male connections)
|  |  | .01 | 15mm dia x 3/4" | number | 1 | 72.78 | 28.75 | 160 | 44 | - | 75 | 125 | 500 | 25 | - | - | - | -
[11 empty] | - |  |  |  |  | - | - | - | -
|  | .15 | 90° elbows: | [7 empty] | - |  |  |  |  | - | - | - | -
|  |  | (copper x female connections) | [7 empty] | - |  |  |  |  | - | - | - | -
|  |  | .01 | 15mm dia x 1/2" | number | 1 | 51.82 | 32.2 | 120 | 20 | - | 75 | 125 | 500 | 25 | - | - | - | -
|  |  | .02 | 22mm dia x 3/4" | number | 1 | 72.78 | 34.5 | 160 | 34 | - | 95 | 135 | 500 | 30 | - | - | - | -
[11 empty] | - |  |  |  |  | - | - | - | -
|  | .16 | 90° reducing elbows: | [7 empty] | - |  |  |  |  | - | - | - | -
|  |  | (copper x female connections) | [7 empty] | - |  |  |  |  | - | - | - | -
|  |  | .01 | 15mm dia x 3/4" | number | 1 | 72.78 | 34.5 | 160 | 44 | - | 85 | 145 | 500 | 25 | - | - | - | -
[11 empty] | - |  |  |  |  | - | - | - | No Quote on basket
|  | .17 | 90° wall plate elbows: | [7 empty] | - |  |  |  |  | - | - | -
|  |  | (copper x female connections) | [7 empty] | - |  |  |  |  | - | - | -
|  |  | .01 | 15mm dia x 1/2" | number | 1 | 53.13 | 40.25 | 140 | 38 | - | 75 | 165 | 500 | 25 | - | - | - | -
|  |  | .02 | 22mm dia x 3/4" | number | 1 | 75.41 | 59.8 | 180 | 65 | - | 95 | 209 | 500 | 30 | - | - | - | -
[11 empty] | - |  |  |  |  | - | - | - | -
|  | .18 | Stop End | [7 empty] | - |  |  |  |  | - | - | - | -
|  |  | .01 | 15mm dia | number | 1 | 32.68 | 17.25 | 70 | 14 | - | 70 | 65 | 500 | 25 | - | - | - | -
|  |  | .02 | 22mm dia | number | 1 | 45.81 | 32.2 | 90 | 24 | - | 90 | 95 | 500 | 30 | - | - | - | -
[11 empty] | - |  |  |  |  | - | - | - | -
8.2.2 (b) | 150.31 | Extra over for items 150.01 for installation only | [8 empty] | - |  |  |  |  | - | - | - | -
|  | of "Pro-close" taps or similar approved by | [8 empty] | - |  |  |  |  | - | - | - | -
|  | Drakenstein Municipality | [8 empty] | - |  |  |  |  | - | - | - | -
|  | (All taps should have a built in Slip-Clutch) | [8 empty] | - |  |  |  |  | - | - | - | -
|  | .01 | Garden taps only |  | number | 1 | 56.38 | 149.5 | 550 | 190 | - | 450 | 350 | 1000 | 450 | - | - | - | -
|  | .02 | Complete standpipe Set inlcuding garden tap |  | number | 1 | 252.81 | 172.5 | 1500 | 480 | - | 3000 | 1500 | 1000 | 450 | - | - | - | -
|  | .03 | Stop taps |  | number | 1 | 56.38 | 172.5 | 350 | 230 | - | 600 | 300 | 1000 | 450 | - | - | - | -
[11 empty] | - |  |  |  |  | - | - | - | -
8.2.2 (c) | 150.32 | Extra over for items 150.01 for supply only | [8 empty] | - |  |  |  |  | - | - | - | -
|  | of "Pro-close" taps or similar approved by | [8 empty] | - |  |  |  |  | - | - | - | -
|  | Drakenstein Municipality | [8 empty] | - |  |  |  |  | - | - | - | -
|  | (All taps should have a built in Slip-Clutch) | [8 empty] | - |  |  |  |  | - | - | - | -
|  | .01 | Garden taps only |  | number | 1 | 52.2 | 69 | 270 | 71 | - | 700 | 485 | 1000 | 300 | - | - | - | -
|  |  | .01 | 15mm dia (Incl. tail) | number | 1 | 75.4 | 92 | 350 | 72 | - | 720 | 630 | 1000 | 350 | - | - | - | -
|  |  | .02 | 22mm dia (Incl. tail) | [6 empty] | - |  |  |  |  | - | - | - | -
[11 empty] | - |  |  |  |  | - | - | - | -
|  | .02 | Stop taps | [7 empty] | - |  |  |  |  | - | - | - | -
|  |  | .01 | 15mm dia | number | 1 | 52.2 | 69 | 270 | 104 | - | 250 | 300 | 1000 | 300 | - | -- | - | -
|  |  | .02 | 22mm dia | number | 1 | 75.4 | 92 | 350 | 118 | - | 380 | 400 | 1000 | 350 | - | - | - | -
[11 empty] | - |  |  |  |  | - | - | - | -
[11 empty] | - |  |  |  |  | - | - | - | -
[11 empty] | - |  |  |  |  | - | - | - | -
TOTAL SECTION 1200 L CARRIED TO SUMMARY | [6 empty] | - | - | - | - | - | - | - | - | - | - | - | - | -

## 1200LB
SECTION 1200 LB
PAYMENT | [6 empty] | JVZ CONSTRUCTION | EXEO KHOKELA | ERGOFLEX 520 cc JV CROSSROOTS | GUS Botes Civils CC | AR PROJECTS & DEVELOPMENTS | FOUR STONES CIVIL CC | TRIPLE C MAINTENANCE & SERVICE | WF CONSTRUCTION | KAYALIHLE TRADING | PREMIER ATTRACTION 219 ICON CIVILS | NANGA TRADING CC | EZAMAZIZI TRADING ENTERPRISE | SHC Civils and Maintenance
REFERS | ITEM |  |  | DESCRIPTION | UNIT | QUAN-
TO | NO |  |  |  |  | TITY
SABS | 151 | BEDDING (PIPES)
1200 LB
BEDDING FOR WATER PIPES, SEWER PIPES, STORMWATER PIPES AND DUCTS
8.2.1 | 151.01 | Provision of bedding from trench
excavations:
|  | .01 | Selected granular material
|  |  | .01 | flexible pipe bedding | m³ | 1 | 63.24 | 40.25 | 60 | 38 | 650 | 400 | 65 | 50 | 100 | 180 | 250 | 45 | 45
|  |  | .02 | rigid pipe bedding | m³ | 1 | 63.24 | 40.25 | 90 | 38 | 650 | 450 | 65 | 50 | 85 | 220 | 250 | 45 | 45
|  | .02 | Selected fill material
|  |  | .01 | flexible pipe bedding | m³ | 1 | 63.24 | 40.25 | 70 | 38 | 450 | 450 | 65 | 50 | 100 | 180 | 300 | 85 | 45
|  |  | .02 | rigid pipe bedding | m³ | 1 | 63.24 | 40.25 | 100 | 38 | 450 | 500 | 65 | 50 | 85 | 220 | 300 | 85 | 45
8.2.2 | 151.02 | Supply only of bedding by importation:
|  | .01 | From commercial sources:
|  |  | .01 | Selected granular material | m³ | 1 | 354.64 | 254.15 | 150 | 345 | 550 | 700 | 150 | 195 | 250 | 180 | 350 | 225 | 225
|  |  | .02 | Selected fill material | m³ | 1 | 364.79 | 254.15 | 180 | 345 | 550 | 800 | 150 | 215 | 250 | 180 | 350 | 225 | 225
8.2.4 | 151.03 | Encasing of pipes in concrete (Water, Foul Sewer and Stormwater):
|  | .01 | Class 20 Mpa / 19 mm |  | m³ | 1 | 2225.23 | 2875 | 1500 | 1898 | 1980 | 2500 | 1850 | 1650 | 100 | 1350 | 2500 | 1650 | 1750
|  | .02 | Class 25 Mpa / 19 mm |  | m³ | 1 | 2272.79 | 3105 | 1800 | 1898 | 2230 | 2600 | 1950 | 1650 | 10 | 1500 | 2500 | 1850 | 1850
8.2.5 | 151.04 | Overhaul of material for bedding
cradle and selected fill blanket:
|  | .01 | Limited overhaul |  | m³ | 1 | 9.89 | 17.25 | 7 | 28 | 120 | 250 | 35 | 20 | 100 | 22.5 | 10 | 75 | 22.5
|  | .02 | Long overhaul |  | m³-km | 1 | 7.42 | 13.8 | 10 | 7 | 130 | 35 | 5 | 25 | 10 | 15 | 35 | 15 | 23.5
PSLB | 151.05 | Extra over items 151.01 and 151.02 for
8.2.6 |  | bedding stabilized with 5% cement |  |  | m³ | 1 | 262.75 | 402.5 | 200 | 215 | 645 | 890 | 346.5 | 300 | 273 | 75 | 450 | 145 | 250
TOTAL SECTION 1200 LB CARRIED TO SUMMARY | [6 empty] | - | - | - | - | - | - | - | - | - | - | - | - | -

## 1200LC
SECTION 1200 LC
PAYMENT | [6 empty] | JVZ CONSTRUCTION | EXEO KHOKELA | ERGOFLEX 520 cc JV CROSSROOTS | GUS Botes Civils CC | AR PROJECTS & DEVELOPMENTS | FOUR STONES CIVIL CC | TRIPLE C MAINTENANCE & SERVICE | WF CONSTRUCTION | KAYALIHLE TRADING | PREMIER ATTRACTION 219 ICON CIVILS | NANGA TRADING CC | EZAMAZIZI TRADING ENTERPRISE | SHC Civils and Maintenance
REFERS | ITEM |  |  | DESCRIPTION | UNIT | QUAN-
TO | NO |  |  |  |  | TITY
SABS | 152 | CABLE DUCTS
1200 LC
PSLC | 152.01 | Supply, lay, bed and prove duct:
8.2.5
|  | .01 | Kabelflex conduit including all couplings, sealing rings and end plugs supplied in 6 meter straight lengths.
|  |  | .01 | DN75 | m | 1 | 56.3 | 43.2 | 40 | 29 | 488 | 185 | 49.75 | 100 | 100 | 21 | 21.76 | 134 | 45
|  |  | .02 | DN110 | m | 1 | 63.86 | 47.8 | 60 | 30 | 495 | 240 | 63.25 | 100 | 150 | 27.5 | 27.71 | 174.2 | 65
|  |  | .03 | DN160 | m | 1 | 95.38 | 76.55 | 80 | 64 | 519 | 280 | 117.63 | 160 | 200 | 52 | 80.51 | 226.46 | 95
|  | .02 | Kabelflex conduit including all couplings, sealing rings and end plugs supplied in coils.
|  |  | .01 | DN50 | m | 1 | 54.87 | 39.68 | 30 | 26 | 520 | 135 | 44.5 | 75 | 75 | 19.6 | 33.28 | 103.08 | 40
|  |  | .02 | DN75 | m | 1 | 56.3 | 46.58 | 40 | 26 | 640 | 145 | 44.4 | 75 | 100 | 22 | 35.32 | 134 | 50
|  |  | .03 | DN110 | m | 1 | 63.86 | 47.8 | 60 | 30 | 740 | 155 | 42.55 | 100 | 150 | 26 | 39.71 | 174.2 | 70
|  |  | .04 | DN160 | m | 1 | 95.38 | 76.55 | 80 | 64 | 840 | 160 | 88.8 | 160 | 200 | 31 | 90.44 | 226.46 | 98.5
8.2.7 | 152.02 | Draw pits/manholes:
|  | .01 | Draw box (According to drawing (DM1200LC-01)
|  |  | .01 | With SANS 558 Type 2A Ductile iron Drakenstein municipality type cover and frame | number | 1 | 5633.54 | 5442.95 | 4500 | 5896 | 4500 | 3000 | 7046.88 | 6500 | 5750 | 2681.8 | 15000 | 3500 | 2950
|  |  | .02 | With SANS 558 Type 4 Ductile iron Drakenstein municipality type cover and frame | number | 1 | 4783.26 | 4600 | 4500 | 4791 | 4950 | 3200 | 5960.4 | 4500 | 3750 | 2995 | 15000 | 3675 | 3150
|  |  | .03 | With SANS 1882 Type 2A Polymer Drakenstein municipality type cover and frame (Only to be used on sidewalks) | number | 1 | 4606.94 | 4425.2 | 4500 | 5896 | 5200 | 2100 | 5740 | 4850 | 6250 | 3150 | 15000 | 3500 | 1950
|  | .02 | Data and Telkom Manhole (According to drawing DM1200LC-02)
|  |  | .01 | With SANS 558 Type 2A Ductile iron Drakenstein municipality type cover and frame | number | 1 | 10364.06 | 6100.75 | 4500 | 7032 | 7500 | 3100 | 7046.88 | 6750 | 11550 | 4200 | 25000 | 3500 | 2950
|  |  | .02 | With SANS 558 Type 4 Ductile iron Drakenstein municipality type cover and frame | number | 1 | 9513.78 | 5257.8 | 4500 | 5927 | 7500 | 3250 | 3046.88 | 5500 | 9750 | 4415 | 25000 | 3675 | 3150
|  |  | .03 | With SANS 1882 Type 2A Polymer Drakenstein municipality type cover and frame (Only to be used on sidewalks) | number | 1 | 9337.46 | 5083 | 4500 | 7032 | 7500 | 2250 | 1740 | 6500 | 12500 | 4600 | 25000 | 3500 | 1950
8.2.8 | 152.03 | Cable markers as per drawing DM1200LC-03
|  | .01 | Route markers |  | number | 1 | 154.07 | 195.5 | 40 | 52 | 125 | 450 | 150 | 125 | 250 | 60 | 2250 | 225 | 65
|  | .02 | Kerb markers |  | number | 1 | 81.3 | 63.25 | 60 | 26 | 125 | 275 | 150 | 125 | 150 | 60 | 2250 | 225 | 65
TOTAL SECTION 1200 LC CARRIED TO SUMMARY | [6 empty] | - | - | - | - | - | - | - | - | - | - | - | - | -

## 1200LD
SECTION 1200 LD
PAYMENT | [6 empty] | JVZ CONSTRUCTION | EXEO KHOKELA | ERGOFLEX 520 cc JV CROSSROOTS | GUS Botes Civils CC | AR PROJECTS & DEVELOPMENTS | FOUR STONES CIVIL CC | TRIPLE C MAINTENANCE & SERVICE | WF CONSTRUCTION | KAYALIHLE TRADING | PREMIER ATTRACTION 219 ICON CIVILS | NANGA TRADING CC | EZAMAZIZI TRADING ENTERPRISE | SHC Civils and Maintenance
REFERS | ITEM |  |  | DESCRIPTION | UNIT | QUAN-
TO | NO |  |  |  |  | TITY
SABS | 153.00 | SEWERS
1200 LD
8.2.1 | 153.01 | Supply, lay, joint, bed on class C
bedding and test pipeline:
|  | .01 | uPVC class 34 pipe
|  |  | .01 | 110mm | m | 1 | 83.97 | 69.54 | 30 | 64 | 517 | 280 | 75.57 | 55 | 50 | 54 | 172.48 | - | 80
|  |  | .02 | 160mm | m | 1 | 140.09 | 122.44 | 40 | 128 | 580 | 325 | 169.62 | 105 | 110 | 125 | 365.89 | - | 125
|  |  | .03 | 200mm | m | 1 | 228.47 | 208.15 | 50 | 207 | 651 | 350 | 275.88 | 185 | 170 | 201 | 558.34 | - | 205
|  |  | .04 | 250mm | m | 1 | 348.06 | 316.06 | 90 | 319 | 752 | 420 | 387.48 | 275 | 275 | 310 | 968.64 | - | 315
|  |  | .05 | 315mm | m | 1 | 527.52 | 513.96 | 150 | 497 | 923 | 445 | 601.53 | 425 | 575 | 498 | 1038 | - | 450
|  | .02 | Structured wall Weholite (8kN/m²) pipe or
similar approved by Drakenstein Municipality
|  |  | .01 | 350mm | m | 1 | 630.56 | 917.61 | 60 | - | 6440 | 350 | 600 | 650 | 720 | 280 | 1500 | 926.75 | 450
|  |  | .02 | 400mm | m | 1 | 713.78 | 1191.31 | 80 | - | 7250 | 380 | 990 | 850 | 800 | 320 | 2305 | 1204.78 | 600
|  |  | .03 | 600mm | m | 1 | 1486.42 | 2397.25 | 120 | - | 9450 | 400 | 2800 | 1750 | 1980 | 480 | 3690 | 1566.21 | 750
|  |  | .04 | 800mm | m | 1 | 2421.58 | 3918.05 | 160 | - | 11740 | 420 | 3800 | 3250 | 3500 | 670 | 5239 | 2036.07 | 950
|  | .03 | Corrugated HDPE (8kN/m²) pipe
|  |  | .01 | 160mm | m | 1 | 279.45 | 542.19 | 60 | - | 575 | 300 | 170 | 105 | 180 | 145 | 365.89 | 223.78 | 135
|  |  | .02 | 230mm | m | 1 | 302.53 | 658.95 | 80 | - | 840 | 320 | 280 | 185 | 280 | 210 | 558.34 | 302.1 | 215
|  |  | .03 | 291mm | m | 1 | 464.68 | 831.45 | 120 | - | 1250 | 340 | 400 | 275 | 400 | 0 | 968.64 | 407.84 | 315
|  |  | .04 | 353mm | m | 1 | 630.56 | 917.61 | 160 | - | 4550 | 350 | 600 | 425 | 700 | 324 | 1032 | 550.58 | 425
|  |  | .05 | 417mm | m | 1 | 713.78 | 1202.81 | 180 | - | 5240 | 365 | 990 | 450 | 1100 | 383 | 2305 | 743.29 | 525
|  |  | .06 | 473mm | m | 1 | 868.75 | 1553.56 | 200 | - | 7450 | 375 | 1633.5 | 475 | 1240 | 435 | 2305 | 1003.44 | 615
|  |  | .07 | 500mm | m | 1 | 1099.66 | 2133.44 | 220 | - | 9340 | 390 | 2695.27 | 500 | 1480 | 460 | 2590 | 1354.64 | 650
|  |  | .08 | 630mm | m | 1 | 1502.19 | 3056.2 | 240 | - | 10540 | 425 | 3773.38 | 550 | 2380 | 580 | 3690 | 1828.76 | 795
8.2.3 | 153.02 | Precast concrete manhole (According to drawing DM1200LD-12):
|  | .01 | With SANS 558 Type 2A Ductile iron Drakenstein municipality type cover and frame, depth:
|  |  | .01 | 0m - 0.5m | number | 1 | 10451.21 | 6486 | 4500 | 4258 | 4750 | 3250 | 7868.64 | 10500 | 8500 | 6000 | 10000 | 3173 | 5800
|  |  | .02 | 0.5m - 1.0m | number | 1 | 11031.21 | 6716 | 4500 | 5905 | 5650 | 3600 | 9498.64 | 10500 | 9500 | 8000 | 10000 | 4124.9 | 6500
|  |  | .03 | 1.0m - 1.5m | number | 1 | 11576.41 | 7584.25 | 5000 | 7171 | 5650 | 3800 | 11128.64 | 11550 | 10000 | 8400 | 12000 | 5362.37 | 7300
|  |  | .04 | 1.5m - 2.5m | number | 1 | 13797.81 | 8912.5 | 5500 | 9703 | 6550 | 4100 | 12758.64 | 12850 | 10000 | 9000 | 12000 | 6971.08 | 8900
|  |  | .05 | 2.5m - 3.5m | number | 1 | 16019.21 | 10861.75 | 5500 | 12235 | 7450 | 4300 | 14388.64 | 15550 | 10500 | 10700 | 15000 | 9062.41 | 10500
|  |  | .06 | 3.5m - 4.5m | number | 1 | 18240.61 | 13190.5 | 5500 | 14767 | 8350 | 4600 | 16018.64 | 18250 | 11000 | 12000 | 18000 | 11781.13 | 12500
|  | .02 | With SANS 558 Type 4 Ductile iron Drakenstein municipality type cover and frame, depth:
|  |  | .01 | 0m - 0.5m | number | 1 | 9600.93 | 5643.05 | 1500 | 4090 | 6500 | 3400 | 5574.64 | 7050 | 8500 | 4500 | 10000 | 3173 | 6200
|  |  | .02 | 0.5m - 1.0m | number | 1 | 10180.93 | 5873.05 | 1500 | 4885 | 7500 | 3550 | 7205.64 | 1650 | 9500 | 7880 | 10000 | 4124.9 | 6900
|  |  | .03 | 1.0m - 1.5m | number | 1 | 10726.13 | 6741.3 | 1700 | 6151 | 8450 | 3900 | 8835.64 | 8650 | 10000 | 8150 | 12000 | 5362.37 | 7700
|  |  | .04 | 1.5m - 2.5m | number | 1 | 12947.53 | 8069.55 | 1700 | 8683 | 9740 | 4200 | 10464.64 | 10850 | 10000 | 8900 | 12000 | 6971.08 | 9300
|  |  | .05 | 2.5m - 3.5m | number | 1 | 15168.93 | 10018.9 | 2000 | 11215 | 10450 | 4400 | 12095.64 | 13050 | 10500 | 10000 | 15000 | 9062.41 | 11000
|  |  | .06 | 3.5m - 4.5m | number | 1 | 17390.33 | 12347.55 | 2000 | 13747 | 12640 | 4750 | 13725.64 | 16050 | 11000 | 11000 | 18000 | 11781.13 | 13000
|  | .03 | With SANS 1882 Type 2A Polymer Drakenstein municipality type cover and frame (Only to be used on sidewalks), depth:
|  |  | .01 | 0m - 0.5m | number | 1 | 9424.61 | 5468.25 | 1500 | 3910 | 4750 | 2950 | 4529.87 | 5550 | 8500 | 4500 | 10000 | 3173 | 5000
| 153.02 |  | .02 | 0.5m - 1.0m | number | 1 | 10004.61 | 5698.25 | 1500 | 4705 | 5650 | 3300 | 6160.51 | 6250 | 9500 | 7880 | 10000 | 4124.9 | 5800
| (cont.) |  | .03 | 1.0m - 1.5m | number | 1 | 10549.81 | 6566.5 | 1700 | 5971 | 5650 | 3600 | 7790.51 | 7250 | 10000 | 8150 | 12000 | 5362.37 | 6800
|  |  | .04 | 1.5m - 2.5m | number | 1 | 12771.21 | 7894.75 | 1700 | 8503 | 6550 | 3950 | 9420.51 | 9550 | 10000 | 8900 | 12000 | 6971.08 | 8500
|  |  | .05 | 2.5m - 3.5m | number | 1 | 14992.61 | 9844 | 2000 | 11035 | 7450 | 4300 | 11050.5 | 11500 | 10500 | 10000 | 15000 | 9062.41 | 9950
|  |  | .06 | 3.5m - 4.5m | number | 1 | 17214.01 | 12172.75 | 2000 | 13567 | 8350 | 4500 | 12680.51 | 14500 | 11000 | 11000 | 18000 | 11781.13 | 11700
Prefabricated structured wall Weholite or similar approved by drakenstein municipality Manhole (8kN/m²) (According to drawing DM1200LD-13):
|  | .01 | With SANS 558 Type 2A Ductile iron Drakenstein municipality type cover and frame, depth:
|  |  | .01 | 0m - 0.5m | number | 1 | 45581.32 | 39772.75 | 1500 | 5323 | 4750 | 12780 | 9048.2 | 7500 | 13000 | 8000 | 10000 | 3173.06 | 5800
|  |  | .02 | 0.5m - 1.0m | number | 1 | 47120 | 41152.75 | 1500 | 6151 | 5650 | 13965 | 10923.43 | 8500 | 14000 | 8450 | 10000 | 4124.9 | 6500
|  |  | .03 | 1.0m - 1.5m | number | 1 | 48659.96 | 41612.75 | 1700 | 7469 | 5650 | 13955 | 12797.93 | 9500 | 14500 | 9000 | 12000 | 5362.37 | 7300
|  |  | .04 | 1.5m - 2.5m | number | 1 | 51737.44 | 48857.75 | 1700 | 10107 | 6550 | 14325 | 14033.8 | 11500 | 14500 | 9515 | 12000 | 6971.68 | 8900
|  |  | .05 | 2.5m - 3.5m | number | 1 | 54816.08 | 55987.75 | 2000 | 12744 | 7450 | 15655 | 15826.8 | 13500 | 15000 | 10200 | 15000 | 9062.41 | 10500
|  |  | .06 | 3.5m - 4.5m | number | 1 | 57894.72 | 66797.75 | 2000 | 15382 | 8350 | 15985 | 17619.8 | 15500 | 15000 | 11000 | 18000 | 11781.13 | 12500
|  | .02 | With SANS 558 Type 4 Ductile iron Drakenstein municipality type cover and frame, depth:
|  |  | .01 | 0m - 0.5m | number | 1 | 44731.04 | 56179.8 | 1500 | 4261 | 6500 | 12780 | 6411.25 | 5500 | 8500 | 8000 | 10000 | 3173 | 6200
|  |  | .02 | 0.5m - 1.0m | number | 1 | 46270.36 | 56409.8 | 1500 | 5088 | 7500 | 13965 | 8285.75 | 6500 | 9500 | 8450 | 10000 | 414.9 | 6900
|  |  | .03 | 1.0m - 1.5m | number | 1 | 47809.68 | 61124.8 | 1700 | 6407 | 8450 | 13955 | 10160.98 | 7500 | 10000 | 9000 | 12000 | 5362.37 | 7700
|  |  | .04 | 1.5m - 2.5m | number | 1 | 50887.16 | 66299.8 | 1700 | 9044 | 9740 | 14325 | 11292.2 | 9500 | 10000 | 9515 | 12000 | 6971.02 | 9300
|  |  | .05 | 2.5m - 3.5m | number | 1 | 53965.8 | 75499.8 | 2000 | 11682 | 10450 | 15655 | 13305.2 | 11500 | 10500 | 10200 | 15000 | 9062.41 | 11000
|  |  | .06 | 3.5m - 4.5m | number | 1 | 57044.44 | 90219.8 | 2000 | 14319 | 12640 | 15985 | 14658.2 | 13500 | 11000 | 11000 | 18000 | 11781.13 | 13000
|  | .03 | With SANS 1882 Type 2A Polymer Drakenstein municipality type cover and frame (Only to be used on sidewalks), depth:
|  |  | .01 | 0m - 0.5m | number | 1 | 44554.72 | 56005 | 1500 | 4073 | 4750 | 12780 | 5609.35 | 4050 | 8500 | 8000 | 10000 | 3173 | 5000
|  |  | .02 | 0.5m - 1.0m | number | 1 | 46094.04 | 56235 | 1500 | 4901 | 5650 | 13965 | 7308.53 | 5050 | 9000 | 8450 | 10000 | 4124.9 | 5800
|  |  | .03 | 1.0m - 1.5m | number | 1 | 47633.36 | 60950 | 1700 | 6219 | 5650 | 13955 | 8959.08 | 6050 | 9500 | 9000 | 12000 | 5362.37 | 6800
|  |  | .04 | 1.5m - 2.5m | number | 1 | 50710.84 | 66125 | 1700 | 8857 | 6550 | 14325 | 10362 | 8050 | 1000 | 9515 | 12000 | 6971.08 | 8500
|  |  | .05 | 2.5m - 3.5m | number | 1 | 53789.48 | 75235 | 2000 | 11682 | 7450 | 15655 | 12155.62 | 10250 | 11000 | 10200 | 15000 | 9062.41 | 9950
|  |  | .06 | 3.5m - 4.5m | number | 1 | 56868.12 | 90045 | 2000 | 14319 | 8350 | 15985 | 13948.62 | 12500 | 12000 | 11000 | 18000 | 11781.13 | 11970
8.2.3 | 153.03 | Prefabricated Fibre cement ring manholes (1000mm Nominal diameter) with baseplate as per manifacturers specifications:
|  | .01 | With SANS 558 Type 2A Ductile iron Drakenstein municipality type cover and frame, depth:
|  |  | .01 | 0m - 0.5m | number | 1 | 11130.77 | 9264.4 | 1500 | 5408 | 4750 | 12780 | 9048.2 | 6850 | 8500 | 8000 | 10000 | 3173 | 5800
|  |  | .02 | 0.5m - 1.0m | number | 1 | 12256.59 | 10529.4 | 1500 | 6249 | 5650 | 13965 | 10923.43 | 7950 | 9000 | 8450 | 10000 | 4124.9 | 6500
|  |  | .03 | 1.0m - 1.5m | number | 1 | 13434.61 | 12221.05 | 1700 | 7589 | 5650 | 13955 | 12797.93 | 8950 | 9500 | 9000 | 12000 | 5362.37 | 7300
|  |  | .04 | 1.5m - 2.5m | number | 1 | 15790.64 | 15303.05 | 1700 | 10269 | 6550 | 14325 | 14033.8 | 9350 | 10000 | 9515 | 12000 | 6971.08 | 8900
|  |  | .05 | 2.5m - 3.5m | number | 1 | 18042.26 | 18697.85 | 2000 | 12948 | 7450 | 15655 | 15826.8 | 11200 | 11000 | 10200 | 15000 | 9062.41 | 10500
|  |  | .06 | 3.5m - 4.5m | number | 1 | 20293.81 | 22665.35 | 2000 | 15628 | 8350 | 15985 | 17619.8 | 11250 | 12000 | 11000 | 18000 | 11781.13 | 12500
|  | .02 | With SANS 558 Type 4 Ductile iron Drakenstein municipality type cover and frame, depth:
|  |  | .01 | 0m - 0.5m | number | 1 | 10280.49 | 8370.85 | 1500 | 4329 | 6500 | 12780 | 6411.25 | 6850 | 8500 | 8000 | 10000 | 3173 | 6200
|  |  | .02 | 0.5m - 1.0m | number | 1 | 11406.31 | 9635.85 | 1500 | 5169 | 7500 | 13965 | 8284.75 | 7950 | 9000 | 8450 | 10000 | 4124.9 | 6900
| 153.03 |  | .03 | 1.0m - 1.5m | number | 1 | 12584.32 | 11327.5 | 1700 | 6509 | 8450 | 13955 | 10160.98 | 8950 | 9500 | 9000 | 12000 | 5362.37 | 7700
| (cont.) |  | .04 | 1.5m - 2.5m | number | 1 | 14940.35 | 14410.65 | 1700 | 9189 | 9750 | 14325 | 11292.2 | 9350 | 10000 | 9515 | 2000 | 6971.08 | 9300
|  |  | .05 | 2.5m - 3.5m | number | 1 | 17191.98 | 17804.3 | 2000 | 11869 | 10450 | 15655 | 13305.2 | 11200 | 11000 | 10200 | 15000 | 9062.41 | 11000
|  |  | .06 | 3.5m - 4.5m | number | 1 | 19443.61 | 21772.95 | 2000 | 14548 | 12640 | 15985 | 14658.2 | 11250 | 12000 | 11000 | 18000 | 11781.13 | 13000
|  | .03 | With SANS 1882 Type 2A Polymer Drakenstein municipality type cover and frame (Only to be used on sidewalks), depth:
|  |  | .01 | 0m - 0.5m | number | 1 | 10104.17 | 8178.8 | 1500 | 4138 | 4750 | 12780 | 5609.35 | 6850 | 8500 | 8000 | 10000 | 3173 | 5000
|  |  | .02 | 0.5m - 1.0m | number | 1 | 11229.99 | 9443.8 | 1500 | 4979 | 5650 | 13965 | 7308.53 | 7950 | 9000 | 8450 | 10000 | 4124.9 | 5800
|  |  | .03 | 1.0m - 1.5m | number | 1 | 12408 | 11135.45 | 1700 | 6319 | 5650 | 13955 | 8959.08 | 8950 | 9500 | 9000 | 12000 | 5362.37 | 6800
|  |  | .04 | 1.5m - 2.5m | number | 1 | 14764.03 | 14218.6 | 1700 | 8999 | 6550 | 14325 | 10362 | 9350 | 10000 | 9515 | 12000 | 6971.08 | 8500
|  |  | .05 | 2.5m - 3.5m | number | 1 | 17015.66 | 17612.25 | 2000 | 11678 | 7450 | 15655 | 12155.62 | 11200 | 11000 | 10200 | 15000 | 9062.41 | 9950
|  |  | .06 | 3.5m - 4.5m | number | 1 | 19267.29 | 21580.9 | 2000 | 14358 | 8350 | 15985 | 13948.62 | 11250 | 12000 | 11000 | 18000 | 11781.13 | 11970
8.2.3 | 153.04 | Precast Concrete Manhole Backdrops (According to drawing DM1200LD-14) , including backfill and compaction around manholes to a depth of:
|  | .01 | 0m - 1.5m |  | number | 1 | 3467.41 | 2242.5 | 1500 | 476 | 7550 | 5000 | 1950 | 6850 | 8500 | 1450 | 10000 | 3006 | 7700
|  | .02 | 1.5m - 2.5m |  | number | 1 | 3747.74 | 2875 | 1500 | 560 | 8550 | 5400 | 1092.5 | 7950 | 9000 | 1600 | 10000 | 3907.8 | 9300
|  | .03 | 2.5m - 3.5m |  | number | 1 | 4239.29 | 3450 | 1700 | 644 | 9550 | 5750 | 1256.38 | 8950 | 9500 | 1800 | 12000 | 5080.14 | 11000
|  | .04 | 3.5m - 4.5m |  | number | 1 | 4491.59 | 4370 | 1700 | 756 | 10550 | 6000 | 1444.83 | 9350 | 1000 | 2000 | 12000 | 6604.18 | 13000
|  | .05 | up to 5m |  | number | 1 | 4909.05 | 5002.5 | 2000 | 868 | 11550 | 6300 | 1661.55 | 11200 | 11000 | 2300 | 15000 | 8585.44 | 14500
8.2.3 | 153.05 | Prefabricated Weholite Manhole Backdrops (According to drawing DM1200LD-14) , including backfill and compaction around manholes to a depth of:
|  | .01 | 0m - 1.5m |  | number | 1 | 3467.41 | 3392.5 | 1500 | 374 | 7550 | 3500 | 950 | 8500 | 8500 | 1450 | 10000 | 3006 | 7700
|  | .02 | 1.5m - 2.5m |  | number | 1 | 3747.74 | 4025 | 500 | 440 | 8550 | 3800 | 1092.5 | 10500 | 9000 | 1600 | 10000 | 3907.8 | 9300
|  | .03 | 2.5m - 3.5m |  | number | 1 | 4239.29 | 4600 | 1700 | 506 | 9550 | 4500 | 1256.38 | 13500 | 9500 | 1800 | 12000 | 5080.14 | 11000
|  | .04 | 3.5m - 4.5m |  | number | 1 | 4491.59 | 5520 | 1700 | 594 | 10550 | 5300 | 1444.83 | 16050 | 1000 | 2000 | 12000 | 6604.18 | 13000
|  | .05 | up to 5m |  | number | 1 | 4909.05 | 6152.5 | 2000 | 682 | 11550 | 6150 | 1661.55 | 18050 | 11000 | 2300 | 15000 | 8585.44 | 14500
8.2.3 | 153.06 | Brick manhole (According to drawing DM1200LD-01)
|  | .01 | With SANS 558 Type 9C Grey iron Drakenstein municipality type cover and frame for pipes up to 500 mm dia:
|  |  | .01 | Depth 0 m up to 0,5 m | number | 1 | 4521.41 | 3692.65 | 3500 | 4552 | 6750 | 7855 | 8950 | 3500 | 8500 | 10050 | 10000 | 2505 | 5800
|  |  | .02 | Depth 0,5 m up to 1,0 m | number | 1 | 5977.09 | 4873.7 | 4000 | 6187 | 8750 | 8850 | 9850 | 3950 | 9000 | 10650 | 10000 | 3256.5 | 6500
|  |  | .03 | Depth 1,0 m up to 1,5 m | number | 1 | 7210.6 | 6054.75 | 4500 | 7823 | 8750 | 9255 | 10750 | 4550 | 9500 | 11120 | 12000 | 4233.45 | 7300
|  | .02 | With SANS 1882 Type 9C H/D Polymer Drakenstein municipality type cover and frame for pipes up to 500 mm dia:
|  |  | .01 | Depth 0 m up to 0,5 m | number | 1 | 3291.81 | 2473.65 | 3500 | 4369 | 6750 | 7855 | 7890 | 3500 | 8500 | 10300 | 10000 | 2630.25 | 5800
|  |  | .02 | Depth 0,5 m up to 1,0 m | number | 1 | 4747.49 | 3654.7 | 4000 | 6004 | 8750 | 8850 | 8790 | 3950 | 9000 | 10940 | 10000 | 3419.33 | 6500
|  |  | .03 | Depth 1,0 m up to 1,5 m | number | 1 | 5981 | 4835.75 | 4500 | 7640 | 8750 | 9255 | 9730 | 4550 | 9500 | 11400 | 12000 | 4445.12 | 7300
8.2.3 | 153.07 | Silt trap manhole (According to drawing DM1200LD-03), including backfill and compaction around manholes to a depth of:
|  | .01 | 0m - 0.5m |  | number | 1 | 4521.41 | 89000 | 1500 | 5490 | 7500 | 15650 | 8950 | 75000 | 25000 | 8700 | 10000 | 3507 | 6500
8.2.5 | 153.08 | Rodding eye (According to drawing |  |  | number | 1 | 1520.78 | 862.5 | 350 | 549 | 1750 | 2555 | 950 | 1500 | 850 | 950 | 10000 | 2087.5 | 950
DM1200LD-04):
8.2.6 | 153.09 | Erf connections complete (According to drawing DM1200LD-05):
|  | .01 | Connections to 110mm dia sewer pipeline
|  |  | .01 | 0m - 1.5m | number | 1 | 1363.76 | 701.5 | 250 | 549 | 1500 | 2755 | 950 | 1750 | 1500 | 600 | 150 | 417.5 | 725
|  |  | .02 | 1.5m - 2.5m | number | 1 | 2185.18 | 925.75 | 300 | 793 | 2000 | 4577 | 1500 | 2450 | 1500 | 620 | 350 | 542.75 | 1125
|  |  | .03 | 2.5m - 3.5m | number | 1 | 3006.59 | 1150 | 350 | 1037 | 2500 | 6855 | 2000 | 3000 | 1500 | 690 | 450 | 705.58 | 1450
|  | .02 | Connections to 160mm dia sewer pipeline
|  |  | .01 | 0m - 1.5m | number | 1 | 1828.69 | 960.25 | 250 | 671 | 1500 | 2755 | 1100 | 1950 | 1500 | 650 | 150 | 501 | 800
|  |  | .02 | 1.5m - 2.5m | number | 1 | 2767.5 | 1184.5 | 300 | 915 | 2000 | 4577 | 1600 | 2500 | 1500 | 695 | 350 | 651.3 | 1200
|  |  | .03 | 2.5m - 3.5m | number | 1 | 3706.3 | 1408.75 | 350 | 1159 | 2500 | 6855 | 2200 | 3250 | 1500 | 720 | 450 | 846.69 | 1550
PSLD | 153.10 | Connection to existing sewer by:
8.2.11
|  | .01 | Break in and connect to existing sewer at manhole including excavation, backfilling and compaction and making good of all benching and damaged surfaces and deal with sewage. |  | number | 1 | 3118.03 | 2875 | 450 | 854 | 1500 | 3500 | 1050 | 5000 | 1500 | 3500 | 350 | 8350 | 1950
|  | .02 | Break in and connect to existing pump station including excavation, backfilling, compaction and making good of walls and damaged surfaces and deal with sewage. |  | number | 1 | 4837.16 | 4025 | 450 | 1830 | 2000 | 6855 | 1600 | 5000 | 1500 | 4300 | 350 | 8350 | 2150
8.2.12 | 153.11 | Raising or lowering of existing manholes, (including the manhole chimney):
|  | .01 | Brick Manholes:
|  |  | .01 | Raise/lower 0 m up to 0,3 m |  |  | - | - | - | - | - | - | 420 | - | - | 2500 | - | - | -
|  |  | .02 | Raise/lower 0,3 m up to 1,0 m | number | 1 | 647.24 | 977.5 | 600 | 115 | 350 | 965 | 495 | 1500 | 1500 | 2700 | 350 | 759 | 750
|  | .02 | Concrete Ring Manholes:
|  |  | .01 | Raise/lower 0 m up to 0,3 m | [8 empty] | 750 |  | - | 2700 | - | - | -
|  |  | .02 | Raise/lower 0,3 m up to 1,0 m | number | 1 | 2957.92 | 977.5 | 600 | 878 | 450 | 1250 | 1223.2 | 2500 | 1500 | 3000 | 550 | 873.83 | 500
PSLD | 153.12 | Joint Sealant :
8.2.14
|  | .01 | Denso Tape 10m x 50mm |  | number | 1 | 127.15 | 172.5 | 40 | 76 | 84 | 395 | 64.1 | 150 | 400 | 44 | 150 | 141.95 | 125
|  | .02 | Denso Tape 10m x 100mm |  | number | 1 | 200.23 | 195.5 | 60 | 120 | 125 | 425 | 128.7 | 250 | 800 | 93.6 | 350 | 184.54 | 150
|  | .03 | Denso Tape 10m x 150mm |  | number | 1 | 272.15 | 218.5 | 80 | 169 | 140 | 450 | 194.37 | 300 | 800 | 140 | 350 | 239.9 | 175
PSLD | 153.13 | Underground Sewer Fittings
8.2.15
|  | .01 | uPVC class 34
PSLD | 153.13 |  | .01 | Kimberley repair socket
8.2.15 | (cont.) |  |  | 110mm | number | 1 | 83.29 | 55.2 | 60 | 54 | 45 | 455 | 125 | 50 | 550 | 30 | 450 | 756.51 | 150
|  |  |  | 160mm | number | 1 | 178.41 | 149.5 | 80 | 209 | 150 | 485 | 189.75 | 250 | 850 | 138 | 450 | 983.46 | 195
|  |  | .02 | End cap (Female socket) with rubber seal
|  |  |  | 110mm | number | 1 | 36.89 | 9.2 | 60 | 27 | 29 | 155 | 14.85 | 50 | 250 | 11 | 550 | 584.5 | 15
|  |  |  | 160mm | number | 1 | 53.13 | 25.3 | 80 | 47 | 69 | 165 | 74.25 | 250 | 250 | 54 | 650 | 759.85 | 25
|  |  | .03 | Y-Junctions
|  |  |  | 110mm | number | 1 | 87.93 | 59.8 | 110 | 74 | 87 | 345 | 101.48 | 50 | 450 | 75 | 380 | 592.85 | 195
|  |  |  | 160mm | number | 1 | 137.81 | 109.25 | 150 | 223 | 257 | 425 | 356.4 | 250 | 450 | 259 | 550 | 770.71 | 225
|  | .02 | Structured wall Weholite or similar approved
by Drakenstein Municipality (8kN/m²)
|  |  | .01 | Stainless steel with vulcanised rubber seal coulping
|  |  |  | 350mm | number | 1 | 817.65 | 2012.5 | 120 | - | 8500 | 350 | 3500 | 7500 | 1000 | 7500 | 890 | 1085.5 | 2250
|  |  |  | 400mm | number | 1 | 909.3 | 2185 | 150 | - | 10500 | 425 | 4000 | 9500 | 1500 | 8700 | 1230 | 1465.43 | 3500
|  |  |  | 600mm | number | 1 | 1688.18 | 2990 | 160 | - | 12000 | 485 | 5000 | 11500 | 2500 | 13050 | 2503 | 1978.32 | 4250
|  |  |  | 800mm | number | 1 | 2628.3 | 3795 | 200 | - | 12500 | 500 | 6000 | 35000 | 3500 | 17400 | 3690 | 2670.74 | 5500
|  | .03 | HDPE PN16 PE100
|  |  | .01 | 45° Wastewater Electro fusion saddle (Plasson or similar approved)
|  |  |  | 110mm | number | 1 | 2145.77 | 2152.8 | 90 | - | 1850 | 355 | 2511.8 | 1200 | 1250 | 1680 | 350 | 918.5 | 2500
|  |  |  | 160mm | number | 1 | 3171.21 | 3450 | 110 | - | 2100 | 385 | 4144.47 | 1350 | 2850 | 1800 | 489 | 1194.05 | 3000
PSLD | 153.14 | Supply and install step irons for all structures (According to drawing DM1200LD-07): |  |  | number | 1 | 95.55 | 103.5
8.2.16 | [8 empty] | 250 | 38 | 10000 | 185 | 120 | 90 | 950 | 119 | 1500 | 315.63 | 150
PSLD | 153.15 | Construct benching only (According to detail drawings): |  |  | m³ | 1 | 2606.2 | 3450 | 850 | 4500 | 3500 | 2850 | 1050 | 2500 | 1500 | 115 | 3500 | 1636.6 | 1250
8.2.18
PSLD | 153.16 | Supply and install Fibre Cement splits in sewer manholes including demolishing of existing and disposal thereof (According to detail drawings):
8.2.19
|  | .01 | 110mm dia |  | number | 1 | 336.39 | 2415 | 150 | 270 | 4500 | 1250 | 610 | 1550 | 850 | 84 | 10000 | 1419.5 | 250
|  | .02 | 160mm dia | 160mm dia | number | 1 | 458.66 | 2645 | 170 | 324 | 5000 | 1450 | 730 | 1650 | 1000 | 90 | 12000 | 1845.35 | 300
|  | .03 | 200mm dia | 200mm dia | number | 1 | 597.86 | 3875 | 250 | 432 | 5500 | 1650 | 780 | 1800 | 1050 | 96 | 15000 | 2398.96 | 350
|  | .04 | 250mm dia | 250mm dia | number | 1 | 779.98 | 3105 | 350 | 648 | 6000 | 1885 | 870 | 2150 | 1250 | 102 | 18000 | 3118.64 | 400
|  | .05 | 315mm dia | 315mm dia | number | 1 | 1104.56 | 3450 | 470 | 878 | 6500 | 2312 | 1210 | 2250 | 1450 | 115 | 20000 | 4054.23 | 445
PSLD | 153.17 | Supply only cover and frame:
8.2.21
|  | .01 | SANS 558 Type 2A Ductile iron Drakenstein municipality type (Saint-Gobain or similar approved) |  | number | 1 | 2418.6 | 2397.75 | 1500 | 2475 | 6450 | 4000 | 2397.75 | 7500 | 5200 | 2000 | 1500 | 1750 | 1950
|  | .02 | SANS 558 Type 4 Ductile iron Drakenstein municipality type (Saint-Gobain or similar approved) |  | number | 1 | 1568.32 | 1554.8 | 1500 | 1540 | 7500 | 4400 | 1554.8 | 7500 | 5200 | 2400 | 1500 | 2187.5 | 2150
|  | .03 | SANS 1882 Type 2A Polymer Drakenstein municipality type (Maverick or similar approved) |  | number | 1 | 1392 | 1380 | 2500 | 1375 | 8250 | 2750 | 1380 | 2500 | 5200 | 2450 | 1500 | 1666.67 | 950
153.17
| (cont.) | .04 | SANS 558 Type 9C Grey iron Drakenstein municipality type (Saint-Gobain or similar approved) |  | number | 1 | 1838.6 | 1822.75 | 2500 | 2035 | 9250 | 3100 | 1822.75 | 7500 | 3600 | 2800 | 2500 | 2417.19 | 5500
|  | .05 | SANS 1882 Type 9C H/D Polymer Drakenstein municipality type (Maverick or similar approved) |  | number | 1 | 609 | 603.75 | 3000 | 1485 | 10450 | 2900 | 603.75 | 2500 | 3600 | 2300 | 2500 | 1666.67 | 5500
8.2.22 | 153.18 | Supply, install/fix Cover & Frame by bolting frame onto top slab with stainless steel grade 316 bolts and place mortar around frame (According to detail drawings):
|  | .01 | SANS 558 Heavy duty Ductile iron Drakenstein municipality type |  | number | 1 | 3493.52 | 2800.25 | 1500 | 2655 | 10500 | 4500 | 235.75 | 3250 | 5200 | 2300 | 3000 | 1750 | 2250
|  | .02 | SANS 558 Type 4 Ductile iron Drakenstein municipality type (Saint-Gobain or similar approved) |  | number | 1 | 2643.24 | 1957.3 | 1700 | 1652 | 8500 | 4800 | 1554.8 | 7500
[15 empty] | 5200 | 2800 | 3000 | 2187.5 | 5500
|  | .03 | SANS 1882 Type 2A Polymer Drakenstein municipality type (Maverick or similar approved) |  | number | 1 | 3493.52 | 1782.5 | 2000 | 1475 | 9000 | 5600 | 1380 | 2450
[15 empty] | 5200 | 3100 | 3000 | 1666.67 | 2500
|  | Concrete encasing of pipes (25MPa) |  |  | m³ | 1 | 2272.79 | 3335 | 1800 | 1600 | 1650 | 2900 | 2040 | 1650 | 1450 | 1500 | 3500 | 1850 | 1950
|  | Marker posts (According to drawing DM1200LD-11) |  |  | number | 1 | 24.83 | 195.5 | 80 | 50 | 150
[12 empty] | 1500 | 150 | 50 | 750 | 60 | 980 | 225 | 65
Rehabilitation of existing manholes
|  | .01 | 13mm to 20mm plaster to internal faces |  | m² | 1 | 117.15 | 138 | 750 | 480 | 85 | 500 | 45 | 100 | 150 | 90 | 390 | 90 | 95
PS-TC-5.1 | 153.19 | CCTV Camera inspections and assessment for nominal diameters:
|  | .01 | 0 - 300mm diameter |  | m | 1 | 25.3 | 28.75 | 1200 | 2750 | 350 | 755 | 42.36 | 30 | 500 | 85 | 350 | 125 | 500
|  | .02 | 300mm diameter and above |  | m | 1 | 29.7 | 34.5 | 1500 | 3300 | 450 | 950 | 59.3 | 35 | 500 | 97 | 550 | 90 | 750
PS-TC-5.1 | 153.20 | Profiling inspection and assessment for nominal diameters:
|  | .01 | 0 - 300mm diameter |  | m | 1 | 33 | 310.5 | 900 | 2035 | 350 | 650 | 42.36 | 75 | 500 | 85 | 150 | 75 | 250
|  | .02 | 300mm diameter and above |  | m | 1 | 37.4 | 310.5 | 1100 | 2475 | 450 | 750 | 59.3 | 75 | 500 | 97 | 390 | 45 | 300
TOTAL SECTION 1200 LD CARRIED TO SUMMARY | [6 empty] | - | - | - | - | - | - | - | - | - | - | - | - | -

## 1200LE
SECTION 1200 LE
PAYMENT | [6 empty] | JVZ CONSTRUCTION | EXEO KHOKELA | ERGOFLEX 520 cc JV CROSSROOTS | GUS Botes Civils CC | AR PROJECTS & DEVELOPMENTS | FOUR STONES CIVIL CC | TRIPLE C MAINTENANCE & SERVICE | WF CONSTRUCTION | KAYALIHLE TRADING | PREMIER ATTRACTION 219 ICON CIVILS | NANGA TRADING CC | EZAMAZIZI TRADING ENTERPRISE | SHC Civils and Maintenance
REFERS | ITEM |  |  | DESCRIPTION | UNIT | QUAN-
TO | NO |  |  |  |  | TITY
SABS | 154.00 | STORMWATER DRAINAGE
1200 LE
8.2.1 | 154.01 | Supply, lay, joint and bed concrete pipes on a Class C bedding:
|  | .01 | Reinforced concrete class 100D pipe with ogee joints (SANS 677):
|  |  | .01 | 375mm | m | 1 | 479.86 | 440.76 | 450 | 428 | 400 | 800 | 457.78 | 425 | 481 | 425 | 450 | 425 | 450
|  |  | .02 | 450mm | m | 1 | 573.65 | 529.77 | 600 | 519 | 475 | 950 | 551.28 | 525 | 481 | 516 | 450 | 552.5 | 490
|  |  | .03 | 525mm | m | 1 | 734.92 | 726.44 | 750 | 657 | 550 | 995 | 669.89 | 725 | 600 | 675 | 600 | 718.25 | 725
|  |  | .04 | 600mm | m | 1 | 860.36 | 847.04 | 980 | 781 | 750 | 1100 | 778.79 | 825 | 652 | 796 | 880 | 933.73 | 925
|  |  | .05 | 675mm | m | 1 | 1248.18 | 1226.91 | 1100 | 1149 | 950 | 1200 | 1275.79 | 925 | 890 | 1187 | 850 | 1120.47 | 1250
|  |  | .06 | 750mm | m | 1 | 1507.16 | 1479.76 | 1200 | 1390 | 1450 | 1300 | 1538.99 | 1100 | 1021 | 1445 | 1800 | 1344.56 | 1450
|  |  | .07 | 825mm | m | 1 | 1759.13 | 1713.81 | 1400 | 1612 | 1750 | 1500 | 1769.16 | 1300 | 1150 | 1682 | 1800 | 1613.48 | 1750
|  |  | .08 | 900mm | m | 1 | 2078.89 | 2063.43 | 1700 | 1897 | 1900 | 1600 | 2105.16 | 1500 | 1318 | 1992 | 1800 | 1936.17 | 2140
|  |  | .09 | 1050mm | m | 1 | 2789 | 2744.61 | 2500 | 2540 | 2240 | 1650 | 2789.03 | 1800 | 1675 | 2690 | 2225 | 2323.41 | 2250
|  |  | .10 | 1200mm | m | 1 | 3511.12 | 3423.17 | 3100 | 3179 | 3100 | 1700 | 3470.06 | 2000 | 1895 | 3384 | 2650 | 2788.09 | 2560
|  | .02 | Reinforced concrete class 100D pipe with ogee joints (SANS 677):
|  |  | .01 | 375mm | m | 1 | 479.86 | 440.76 | 450 | 395 | 400 | 800 | 501.75 | 425 | 481 | 594 | 450 | 425 | 450
|  |  | .02 | 450mm | m | 1 | 573.65 | 529.77 | 600 | 491 | 475 | 950 | 584.07 | 525 | 481 | 760 | 480 | 552.5 | 490
|  |  | .03 | 525mm | m | 1 | 734.92 | 726.44 | 750 | 607 | 550 | 995 | 744.27 | 725 | 600 | 917 | 600 | 718.25 | 725
|  |  | .04 | 600mm | m | 1 | 860.36 | 847.04 | 980 | 720 | 750 | 1100 | 861.3 | 825 | 652 | 1344 | 880 | 933.73 | 925
|  |  | .05 | 675mm | m | 1 | 1248.18 | 1226.91 | 1100 | 1108 | 950 | 1200 | 1234.53 | 925 | 890 | 1620 | 850 | 1120.47 | 1250
|  |  | .06 | 750mm | m | 1 | 1507.16 | 1479.76 | 1200 | 1322 | 1450 | 1300 | 1470.22 | 1100 | 1021 | 1977 | 1800 | 1344.56 | 1450
|  |  | .07 | 825mm | m | 1 | 1759.13 | 1713.81 | 1400 | 1537 | 1750 | 1500 | 1693.56 | 1300 | 1150 | 2000 | 1800 | 1613.48 | 1750
|  |  | .08 | 900mm | m | 1 | 2078.89 | 2063.43 | 1700 | 1815 | 1900 | 1600 | 2022.69 | 1500 | 1318 | 2364 | 1800 | 1936.17 | 2140
|  |  | .09 | 1050mm | m | 1 | 2789 | 2744.61 | 2500 | 2405 | 2240 | 1650 | 2654.36 | 1800 | 1675 | 3078 | 2225 | 2323.41 | 2250
|  |  | .10 | 1200mm | m | 1 | 3511.12 | 3423.17 | 3100 | 2886 | 3100 | 1700 | 3167.01 | 2000 | 1895 | 4035 | 2650 | 2788.09 | 2560
|  | .03 | Reinforced concrete class 100D pipe with spigot and socket joints (SANS 677):
|  |  | .01 | 375mm | m | 1 | 570.89 | 518.96 | 450 | 472 | 400 | 750 | 506.18 | 425 | 681 | 594 | 450 | 425 | 465
|  |  | .02 | 450mm | m | 1 | 639.27 | 605.67 | 650 | 599 | 475 | 825 | 619.48 | 525 | 681 | 760 | 480 | 552.5 | 525
|  |  | .03 | 525mm | m | 1 | 804.41 | 808.09 | 750 | 722 | 550 | 885 | 729.48 | 725 | 800 | 917 | 600 | 718.25 | 735
|  |  | .04 | 600mm | m | 1 | 962.64 | 963.19 | 980 | 898 | 750 | 925 | 1014.19 | 825 | 852 | 1344 | 880 | 933.73 | 950
|  |  | .05 | 675mm | m | 1 | 1384.48 | 1378.71 | 1100 | 1294 | 950 | 1025 | 1423.47 | 925 | 1090 | 1620 | 850 | 1120.47 | 1275
|  |  | .06 | 750mm | m | 1 | 1660.83 | 1647.66 | 1200 | 1551 | 1450 | 1100 | 1691.87 | 1100 | 1221 | 1977 | 1800 | 1344.56 | 1475
|  |  | .07 | 825mm | m | 1 | 2020.09 | 1995.56 | 1400 | 1882 | 1750 | 1250 | 2049.11 | 1300 | 1350 | 2000 | 1800 | 1613.48 | 1795
|  |  | .08 | 900mm | m | 1 | 2414.48 | 2419.93 | 1700 | 2239 | 1900 | 1300 | 2459.38 | 1500 | 1518 | 2364 | 1800 | 1936.17 | 2165
|  |  | .09 | 1050mm | m | 1 | 3135.84 | 3117.21 | 2500 | 2896 | 2240 | 1350 | 3163.79 | 1800 | 1875 | 3078 | 2225 | 2323.41 | 2300
|  |  | .10 | 1200mm | m | 1 | 4108.02 | 4046.47 | 3100 | 3775 | 3100 | 1425 | 4095.97 | 2000 | 2095 | 4035 | 2650 | 2788.09 | 2650
|  | .04 | Reinforced concrete class 75D pipe with spigot and socket joints (SANS 677):
|  |  | .01 | 375mm | m | 1 | 539.22 | 508.61 | 600 | 443 | 450 | 700 | 585.88 | 425 | 681 | 408 | 450 | 425 | 445
|  |  | .02 | 450mm | m | 1 | 611.11 | 576.92 | 750 | 559 | 520 | 795 | 658.72 | 525 | 681 | 488 | 480 | 552.5 | 505
|  |  | .03 | 525mm | m | 1 | 780.16 | 783.94 | 980 | 676 | 600 | 845 | 835.71 | 725 | 800 | 640 | 600 | 718.25 | 715
|  |  | .04 | 600mm | m | 1 | 920.34 | 921.79 | 1100 | 857 | 800 | 880 | 975.36 | 825 | 852 | 756 | 880 | 933.73 | 930
|  |  | .05 | 675mm | m | 1 | 1312.23 | 1306.26 | 1200 | 1226 | 1000 | 920 | 1354.72 | 925 | 1090 | 1142 | 850 | 1120.47 | 1245
|  |  | .06 | 750mm | m | 1 | 1591.41 | 1578.66 | 1400 | 1485 | 1500 | 940 | 1625.48 | 1100 | 1221 | 1371 | 1800 | 1344.56 | 1415
|  |  | .07 | 825mm | m | 1 | 1905.04 | 1881.71 | 1700 | 1772 | 1800 | 965 | 1939.46 | 1300 | 1350 | 1600 | 1800 | 1613.48 | 1715
|  |  | .08 | 900mm | m | 1 | 2304.73 | 2319.88 | 1700 | 2143 | 1950 | 980 | 2331.06 | 1500 | 1518 | 1902 | 1800 | 1936.17 | 2095
8.2.1 | 154.01 |  | .09 | 1050mm | m | 1 | 3692.55 | 3012.56 | 2500 | 2796 | 2200 | 1025 | 3062.94 | 1800 | 1875 | 2544 | 2225 | 2323.41 | 2150
| (cont.) |  | .10 | 1200mm | m | 1 | 3741.95 | 3683.07 | 3100 | 3428 | 2450 | 1100 | 3724.02 | 2000 | 2095 | 3034 | 2650 | 2788.09 | 2450
8.2.2 | 154.02 | Supply, lay, joint and bed Precast concrete rectangular portal on a Class C bedding:
|  | .01 | Complete with precast invert slab:
|  |  | .01 | 900mm x 600mm | m | 1 | 3163.47 | 3627.68 | 450 | 3631 | 7250 | 2500 | 4614 | 1000 | 6500 | 3435 | 2950 | 1390 | 1650
|  |  | .02 | 900mm x 750mm | m | 1 | 3424.47 | 3922.08 | 550 | 3948 | 8100 | 2650 | 4937.78 | 1250 | 8500 | 3715 | 3000 | 1668 | 1950
|  |  | .03 | 900mm x 900mm | m | 1 | 3691.27 | 4367.13 | 600 | 4416 | 8350 | 2750 | 5424.4 | 1500 | 9800 | 3750 | 3160 | 2001.6 | 2150
|  |  | .04 | 1200 mm x 900 mm | m | 1 | 4523.43 | 4685.43 | 700 | 5014 | 9250 | 2900 | 4373.33 | 1800 | 12500 | 3207.6 | 3160 | 2401.92 | 2350
|  |  | .05 | 1200 mm x 1200 mm | m | 1 | 5236.83 | 5173.03 | 850 | 5378 | 9860 | 3200 | 4782.5 | 2200 | 14000 | 4100 | 3536 | 2882.3 | 2750
|  |  | .06 | 1500 mm x 1200 mm | m | 1 | 5598.05 | 5957.77 | 1000 | 6146 | 10450 | 3500 | 4494.67 | 2500 | 15500 | 4764 | 3800 | 3458.76 | 2950
|  |  | .07 | 1500 mm x 1500 mm | m | 1 | 6392.65 | 6640.87 | 1300 | 6897 | 10620 | 3650 | 4946.67 | 3000 | 16500 | 5000 | 3960 | 4150.52 | 3150
|  |  | .08 | 1800 mm x 900 mm | m | 1 | 6656.66 | 6471.05 | 1600 | 6761 | 10980 | 3800 | 4041.67 | 4500 | 18500 | 5429 | 4000 | 4980.62 | 3350
|  | .02 | Without precast invert slab:
|  |  | .01 | 900mm x 600mm | m | 1 | 2006.05 | 2469.63 | 350 | 2452 | 4500 | 2100 | 2656 | 1000 | 6500 | 2233 | 1950 | 1112 | 1150
|  |  | .02 | 900mm x 750mm | m | 1 | 2267.05 | 2764.03 | 450 | 2765 | 3400 | 2200 | 2947 | 1250 | 8500 | 2514.6 | 2000 | 1334.4 | 1450
|  |  | .03 | 900mm x 900mm | m | 1 | 2533.85 | 3209.08 | 550 | 3230 | 5200 | 2350 | 3385 | 1500 | 9800 | 2940.3 | 2160 | 1601.28 | 1650
|  |  | .04 | 1200 mm x 900 mm | m | 1 | 3085.03 | 3184.68 | 650 | 3475 | 6100 | 2500 | 3389 | 1800 | 12500 | 3207.3 | 2160 | 1921.54 | 1850
|  |  | .05 | 1200 mm x 1200 mm | m | 1 | 3798.43 | 3672.28 | 800 | 3772 | 6500 | 2800 | 3380 | 2200 | 14000 | 3400 | 2536 | 2305.84 | 2250
|  |  | .06 | 1500 mm x 1200 mm | m | 1 | 3892.21 | 4099.37 | 900 | 4232 | 6900 | 3100 | 4403 | 2500 | 15500 | 3664 | 2800 | 2767.01 | 2450
|  |  | .07 | 1500 mm x 1500 mm | m | 1 | 4686.81 | 4781.32 | 1200 | 4973 | 7100 | 3250 | 5081 | 3000 | 16500 | 3748.8 | 2960 | 3320.41 | 2650
|  |  | .08 | 1800 mm x 900 mm | m | 1 | 4246.65 | 4114.7 | 1300 | 4328 | 7550 | 3400 | 4426 | 4500 | 18500 | 3729 | 3000 | 3984.5 | 2850
8.2.8 | 154.03 | Supply and install manholes and inlets (Including backfiling and compaction):
|  | .01 | Precast concrete rings manhole:
|  |  | .01 | As shown on the detail Drawing for depths up to and including 2,5m | number | 1 | 13672.99 | 9227.6
[9 empty] | 4500 | 8894 | 4500 | 6400 | 12758.64 | 10000 | 10500 | 8500 | 3500 | 2500 | 8500
|  |  | .02 | As shown on Drawing No DM1200LE-02 for depths over 2,5m | number | 1 | 16570.56 | 11549.45 | 5500 | 12375 | 4500 | 7500 | 14388.64 | 10000 | 11000 | 10000 | 4500 | 3000 | 8500
|  | .02 | Single grid inlets:
|  |  | .01 | As shown on Drawing No DM1200LE-03 for the following depths:
|  |  |  | .01 0 m - 1,5 m | number | 1 | 6784.01 | 4463.15 | 750 | 6385 | 5500 | 5500 | 8190.64 | 10000 | 9500 | 5800 | 3500 | 2250 | 8500
|  |  |  | .02 1,5 m - 2,5 m | number | 1 | 8571.07 | 6095 | 800 | 7930 | 6000 | 6000 | 10440.24 | 15000 | 9500 | 6000 | 3500 | 3037 | 10500
|  |  |  | .03 2,5 m - 3,5 m | number | 1 | 10421.69 | 7726.85 | 950 | 9476 | 6500 | 7500 | 12689.84 | 20000 | 9500 | 6400 | 4500 | 4100 | 12500
|  | .03 | Double grid inlets:
|  |  | .01 | As shown on Drawing No DM1200LE-04 for the following depths:
|  |  |  | .01 0 m - 1,5 m | number | 1 | 10154.69 | 7433.6 | 1400 | 11442 | 7250 | 10000 | 12264.83 | 10000 | 16500 | 6700 | 6500 | 3375 | 9500
|  |  |  | .02 1,5 m - 2,5 m | number | 1 | 12191.19 | 9634.7 | 1600 | 13718 | 8400 | 11500 | 15189.31 | 15000 | 17000 | 7550 | 6500 | 4556.25 | 11900
|  |  |  | .03 2,5 m - 3,5 m | number | 1 | 14227.68 | 11835.8 | 2000 | 15995 | 9250 | 15000 | 18113.79 | 20000 | 18500 | 8000 | 7500 | 6150.94 | 14150
8.2.8 | 154.04 | .04 | Junction boxes (With concrete cover slab):
|  |  | .01 | As shown on Drawing No DM1200LE-05 for the following depths:
|  |  |  | .01 0 m - 1,5 m | number | 1 | 10928.72 | 7418.65 | 650 | 3932 | 1500 | 3500 | 850 | 10000 | 7500 | 950 | 6500 | 1551.72 | 7300
|  |  |  | .02 1,5 m - 2,5 m | number | 1 | 13644.95 | 10024.55 | 700 | 5886 | 2000 | 4000 | 1500 | 15000 | 7500 | 1340 | 6500 | 2094.83 | 8900
|  |  |  | .03 2,5 m - 3,5 m | number | 1 | 16361.18 | 12578.7 | 900 | 7840 | 2500 | 5000 | 2200 | 20000 | 7500 | 1700 | 7500 | 2828.02 | 10500
|  | .05 | Single Kerb side inlets:
|  |  | .01 | As shown on the detail Drawing | number | 1 | 11605.42 | 9832.5 | 180
[10 empty] | 5326 | 5500 | 350 | 230 | 10000 | 7500 | 340 | 3500 | 1500 | 9500
|  | .06 | Double Kerb side inlets:
|  |  | .01 | As shown on the detail drawing | number | 1 | 18243.62 | 12880 | 250
[10 empty] | 8837 | 7250 | 700 | 380 | 15000 | 12500 | 480 | 4500 | 1875 | 10500
8.2.23 | 154.05 | Supply and install inlet and outlet structures (According to drawing DM1200LE-08) for:
|  | .01 | Brick Outlet Structure
|  |  | .01 | Pipes up to 500mm dia | number | 1 | 4991.27 | 3910 | 450 | 3972 | 4500 | 2500 | 850 | 7500 | 8500 | 2800 | 7500 | 3850 | 4500
|  | .02 | Concrete Outlet Structure
|  |  | .01 | Pipes over 500mm dia | number | 1 | 7096.71 | 5290 | 650 | 5659 | 5500 | 3800 | 950 | 7500 | 8500 | 2450 | 8000 | 5500 | 4900
PSLE | 154.06 | Supply and install channels with lining:
8.2.23
|  |  | .01 | Clay brick v-channel | m | 1 | 113.39 | 276 | 600 | 99 | 275 | 185 | 261 | 500 | 250 | 288 | 450 | 350 | 550
|  |  | .02 | Grass blocks v-channel (100mm thick x 400mm wide) | m | 1 | 163.73 | 287.5 |  |  | 320
[9 empty] | 450 | 176 |  | 300 | 235 | 500 | 850 | 372 | 550 | 250 | 700
8.2.22 | 154.07 | Supply and install 110mm dia HDPE slotted subsurface drains complete with Geofabric Grade A as specified
|  |  | .01 | Trench < 2.0 m deep with smooth sides and rounded drainage stone with moderate compaction: A2 geofabric
[5 empty] | m | 1 | 360.11 | 454.25 | 150 | 193 | 2500 | 500 | 322.47 | 300 | 250 | 110 | 250 | 190 | 250
|  |  | .02 | Trench < 2.0 m deep with rough sides or sharp drainage stone with moderate compaction: A4 geofabric
[5 empty] | m | 1 | 366.86 | 442.75 | 180 | 193 | 2500 | 450 | 331.27 | 300 | 250 | 115 | 350 | 185 | 250
|  |  | .03 | Trench < 2.0 m deep with rough sides and sharp drainage stone with high compaction: A6 geofabric
[5 empty] | m | 1 | 379.97 | 448.5 | 220 | 193 | 3000 | 600 | 355.07 | 300 | 250 | 130 | 450 | 225 | 250
| 154.08 | Supply and install 75mm dia double wall corrugated HDPE drainage pipe (8kN /m²) complete with Geofabric Grade A as specified
|  |  | .01 | Trench < 2.0 m deep with smooth sides and rounded drainage stone with moderate compaction: A2 geofabric
[5 empty] | m | 1 | 358.95 | 448.5 | 150 | 191 | 3000 | 345 | 322.47 | 400 | 175 | 100 | 150 | 148 | 195
|  |  | .02 | Trench < 2.0 m deep with rough sides or sharp drainage stone with moderate compaction: A4 geofabric
[5 empty] | m | 1 | 365.7 | 437 | 180 | 191 | 3500 | 320 | 331.27 | 400 | 175 | 108 | 200 | 180 | 195
|  |  | .03 | Trench < 2.0 m deep with rough sides and sharp drainage stone with high compaction: A6 geofabric
[5 empty] | m | 1 | 378.81 | 442.75 | 220 | 191 | 4000 | 400 | 355.07 | 400 | 175 | 120 | 250 | 218.5 | 195
| 154.09 | Supply and install 110mm dia double wall corrugated HDPE drainage pipe (8kN /m²) complete with Geofabric Grade A as specified
|  |  | .01 | Trench < 2.0 m deep with smooth sides and rounded drainage stone with moderate compaction: A2 geofabric
[5 empty] | m | 1 | 360.11 | 454.25 | 180 | 193 | 2500 | 550 | 370.84 | 400 | 250 | 140 | 250 | 212.75 | 375
|  |  | .02 | Trench < 2.0 m deep with rough sides or sharp drainage stone with moderate compaction: A4 geofabric
[5 empty] | m | 1 | 366.86 | 442.75 | 280 | 193 | 3000 | 485 | 380.96 | 400 | 250 | 150 | 380 | 258.75 | 375
|  |  | .03 | Trench < 2.0 m deep with rough sides and sharp drainage stone with high compaction: A6 geofabric
[5 empty] | m | 1 | 379.97 | 448.5 | 350 | 193 | 3500 | 650 | 426.46 | 400 | 250 | 160 | 450 | 258.75 | 375
| 154.10 | Supply and install 160mm dia double wall corrugated HDPE drainage pipe (8kN /m²) complete with Geofabric Grade A as specified
|  |  | .01 | Trench < 2.0 m deep with smooth sides and rounded drainage stone with moderate compaction: A2 geofabric
[5 empty] | m | 1 | 386.79 | 484.15 | 180 | 223 | 2500 | 650 | 426.46 | 450 | 300 | 155 | 280 | 251.28 | 400
|  |  | .02 | Trench < 2.0 m deep with rough sides or sharp drainage stone with moderate compaction: A4 geofabric
[5 empty] | m | 1 | 393.54 | 472.65 | 250 | 223 | 3000 | 585 | 438.1 | 450 | 300 | 164 | 380 | 244.66 | 400
|  |  | .03 | Trench < 2.0 m deep with rough sides and sharp drainage stone with high compaction: A6 geofabric
[5 empty] | m | 1 | 406.65 | 478.4 | 350 | 223 | 3500 | 700 | 469.58 | 450 | 300 | 170 | 480 | 297.56 | 400
| 154.11 | Supply and install 75mm dia double wall corrugated HDPE drainage pipe (450N) complete with Geofabric Grade A as specified
|  |  | .01 | Trench < 2.0 m deep with smooth sides and rounded drainage stone with moderate compaction: A2 geofabric
[5 empty] | m | 1 | 358.95 | 448.5 | 180 | 191 | 2500 | 400 | 322.47 | 500 | 150 | 114 | 150 | 167.2 | 175
|  |  | .02 | Trench < 2.0 m deep with rough sides or sharp drainage stone with moderate compaction: A4 geofabric
[5 empty] | m | 1 | 365.7 | 437 | 250 | 191 | 3000 | 350 | 331.27 | 500 | 150 | 125 | 200 | 162.8 | 175
|  |  | .03 | Trench < 2.0 m deep with rough sides and sharp drainage stone with high compaction: A6 geofabric
[5 empty] | m | 1 | 378.81 | 442.75 | 350 | 191 | 3500 | 500 | 335.07 | 500 | 150 | 134 | 250 | 198 | 175
| 154.12 | Supply and install 110mm dia double wall corrugated HDPE drainage pipe (450N) complete with Geofabric Grade A as specified
|  |  | .01 | Trench < 2.0 m deep with smooth sides and rounded drainage stone with moderate compaction: A2 geofabric
[5 empty] | m | 1 | 360.11 | 448.5 | 180 | 193 | 4000 | 500 | 370.84 | 500 | 200 | 124 | 250 | 240.35 | 375
|  |  | .02 | Trench < 2.0 m deep with rough sides or sharp drainage stone with moderate compaction: A4 geofabric
[5 empty] | m | 1 | 366.86 | 437 | 250 | 193 | 4500 | 450 | 380.96 | 500 | 250 | 135 | 300 | 234.03 | 375
|  |  | .03 | Trench < 2.0 m deep with rough sides and sharp drainage stone with high compaction: A6 geofabric
[5 empty] | m | 1 | 379.97 | 442.75 | 350 | 193 | 5000 | 600 | 408.33 | 500 | 325 | 148 | 350 | 284.63 | 375
| 154.13 | Supply and install 160mm dia double wall corrugated HDPE drainage pipe (450N) complete with Geofabric Grade A as specified
|  |  | .01 | Trench < 2.0 m deep with smooth sides and rounded drainage stone with moderate compaction: A2 geofabric
[5 empty] | m | 1 | 386.79 | 478.4 | 180 | 223 | 4000 | 600 | 426.46 | 500 | 275 | 154 | 350 | 276.4 | 400
|  |  | .02 | Trench < 2.0 m deep with rough sides or sharp drainage stone with moderate compaction: A4 geofabric
[5 empty] | m | 1 | 393.54 | 466.9 | 250 | 223 | 4500 | 545 | 438.1 | 500 | 350 | 163 | 450 | 269.13 | 400
|  |  | .03 | Trench < 2.0 m deep with rough sides and sharp drainage stone with high compaction: A6 geofabric
[5 empty] | m | 1 | 406.65 | 472.65 | 350 | 223 | 5000 | 685 | 469.58 | 500 | 450 | 170 | 450 | 327.32 | 400
8.2.10 | 154.14 | Supply only cover and frame:
|  | .01 | SANS 558 Type 2A Ductile iron |  | number | 1 | 2418.6 | 2397.75 | 1500 | 2475 | 5600 | 3565 | 5220.06 | 2500 | 5500 | 750 | 4585.55 | 1750 | 1950
|  | .02 | SANS 558 Type 4 Ductile iron |  | number | 1 | 1568.32 | 1554.8 | 2000 | 1540 | 5600 | 3150 | 2783.75 | 5000 | 3850 | 900 | 3537 | 2187.5 | 2150
|  | .03 | SANS 1882 Type 2A Polymer Drakenstein municipality type (Maverick or similar approved) |  | number | 1 | 1392 | 1380
[9 empty] | 1700 | 1375 | 6400 | 2500 | 1380 | 2500 | 6250 | 1230 | 6632.55 | 1666.67 | 950
|  | .04 | SANS 50124 Aksess 300 Drakenstein municipality type (Saint-Gobain or similar approved) |  | number | 1 | 1448.84 | 3450 | 2000
[10 empty] | 1373 | 7500 | 2500 | 1504.5 | 7500 | 1850 | 2420 | 4500 | 1841.67 | 5500
|  | .05 | SANS 558 Type 9D Ductile iron Drakenstein municipality type (Saint-Gobain or similar approved) |  | number | 1 | 1183.2 | 4370 | 2000
[10 empty] | 1188 | 7500 | 3200 | 2501.13 | 7500 | 2950 | 3000 | 5321 | 2417.19 | 5500
|  | .06 | SANS 1115 Type 450mm x 600mm Heavy duty Grey iron Grating (Saint-Gobain or similar approved) |  | number | 1 | 1600.8 | 4305.6 | 3500
[10 empty] | 3674 | 10500 | 3600 | 3978 | 7500 | 6250 | 2300 | 5054.4 | 1521.74 | 5500
|  | .07 | Hot-dipped Galvanized Mentis Grid grating Type RS40 |  | number | 1 | 1719.1 | 4600 | 1700
[10 empty] | 3135 | 11000 | 5755 | 4207.12 | 7500 | 1850 | 455 | 8464 | 750 | 12500
8.2.10 | 154.15 | Supply, install/fix Cover & Frame by bolting frame onto top slab with stainless steel grade 316 bolts and place mortar around frame :
|  | .01 | SANS 558 Type 2A Ductile iron Drakenstein municipality type (Saint-Gobain or similar approved) |  | number | 1 | 3493.52 | 2800.25 | 1500
[10 empty] | 2675 | 6400 | 5655 | 3336 | 7500 | 6500 | 2800 | 5000 | 1837.5 | 1950
|  | .02 | SANS 558 Type 4 Ductile iron Drakenstein municipality type (Saint-Gobain or similar approved) |  | number | 1 | 2643.24 | 1957.3 | 2000
[10 empty] | 1740 | 7000 | 4855 | 2184 | 3500 | 5250 | 2500 | 4000 | 2296.88 | 2150
|  | .03 | SANS 1882 Type 2A Polymer Drakenstein municipality type (Maverick or similar approved) |  | number | 1 | 3493.52 | 1782.5 | 1700 | 1575 | 5600 | 4155 | 1920 | 3500 | 7500 | 2640 | 7000 | 1750 | 1950
|  | .04 | SANS 50124 Aksess 300 Drakenstein municipality type (Saint-Gobain or similar approved) |  | number | 1 | 2523.76 | 3852.5 | 2000 | 1573 | 7500 | 4655 | 1998.4 | 7500 | 2450 | 2770 | 5000 | 1933.75 | 5500
8.2.10 | 154.16 | .05 | SANS 558 Type 9D Ductile iron Drakenstein municipality type (Saint-Gobain or similar approved) |  | number | 1 | 2258.12 | 4772.5 | 2000 |  |  | 4200 | 1632 | 7500 | 3850 | 2800 | 6000 | 2538.05 | 5500
| (cont.) | [8 empty] | 1388 | 7500
|  | .06 | SANS 1115 Type 450mm x 600mm Heavy duty Grey iron Grating (Saint-Gobain or similar approved) |  | number | 1 | 2675.72 | 4823.1 | 1800 |  |  | 4500 | 2712.5 | 7500 | 7500 | 1940 | 5500 | 1597.83 | 12500
[10 empty] | 3874 | 10500
|  | .07 | Hot-dipped Galvanized Mentis Grid grating Type RS40 |  | number | 1 | 2794.02 | 5347.5 | 2000 |  |  | 3500 | 4400.75 | 7500 | 2850 | 465 | 8900 | 787.5 | 12500
[10 empty] | 3335 | 11000
8.2.13 | 154.17 | Raising and lowering of existing manholes, all types:
|  | .01 | 0 m up to 0,3 m |  | number | 1 | 448.68 | 977.5 | 950 | 330 | 250 | 650 | 300 | 1000 | 1185 | 1300 | 150 | 350 | 500
|  | .02 | 0.3 m up to 0,5 m |  | number | 1 | 1831.26 | 1150 | 1100 | 550 | 350 | 755 | 500 | 1000 | 1185 | 1460 | 200 | 304.35 | 600
|  | .03 | 0,5 m up to 1,0 m |  | number | 1 | 2957.92 | 2530 | 1500 | 1100 | 400 | 1255 | 1000 | 1000 | 1950 | 2000 | 250 | 264.65 | 700
|  | .04 | 1,0 m up to 1,5 m |  | number | 1 | 4269.02 | 3680 | 1700 | 1650 | 450 | 1650 | 1500 | 1000 | 1950 | 2700 | 300 | 230.13 | 800
PSLE | 154.18 | Supply and install 110mm dia subsurface drains complete as per drawing DM1200LE-11
8.2.22
PSLE | 154.19 | Geotextile/Geomembrane:
8.2.15
|  | .01 | Bidim A2 or equivalent approved |  | m² | 1 | 14.79 | 14.95 | 20 | 10 | 250 | 48 | 14 | 20 | 20 | 16.5 | 15 | 25 | 18.5
|  | .02 | Bidim A4 or equivalent approved |  | m² | 1 | 18.35 | 18.4 | 40 | 12 | 400 | 65 | 16 | 30 | 25 | 18 | 15 | 31.25 | 20.5
|  | .03 | Bidim A6 or equivalent approved |  | m² | 1 | 25.71 | 31.05 | 50 | 14 | 650 | 78 | - | 50 | 30 | 19.5 | 15 | 39.06 | 22.5
PSLE | 154.20 | 19mm Crushed stone in subsurface drains |  |  | m³ | 1 | 544.26 | - | 350 | 614 | 200 | 850 | 644.5 | 550 | 425 | 240 | 350 | 650 | 500
8.2.16
PSLE | 154.21 | Jointing with existing subsoil network |  |  | number | 1 | 2079.95 | 575 | 200 | 88 | 300 | 1500 | 850 | 500 | 1500 | 2120 | 250 | 950 | 950
8.2.19
PSLE | 154.22 | Joining of subsurface drain pipes to manholes, inlets, catchpits etc. |  |  | number | 1 | 2079.95 | 862.5 | 200 | 770 | 300 | 2250 | 850 | 1500 | 2500 | 2700 | 450 | 1500 | 950
8.2.19
PS-TC-5.1 | 154.23 | CCTV Camera inspections and assessment for nominal diameters:
|  | .01 | 0 - 300mm diameter |  | m | 1 | 25.3 | 28.75 | 1200 | 3300 | 350 | 655 | 42.36 | 35 | 125 | 85 | 250 | 125 | 500
|  | .02 | 300mm diameter and above |  | m | 1 | 29.7 | 34.5 | 1500 | 3850 | 450 | 565 | 59.3 | 55 | 125 | 98 | 360 | 90 | 750
PS-TC-5.1 | 154.24 | Profiling inspection and assessment for nominal diameters:
|  | .01 | 0 - 300mm diameter |  | m | 1 | 33 | 310.5 | 900 | 1045 | 350 | 455 | 42.36 | 75 | 50 | 85 | 390 | 75 | 250
|  | .02 | 300mm diameter and above |  | m | 1 | 37.4 | 310.5 | 1100 | 1155 | 450 | 385 | 59.3 | 75 | 85 | 98 | 460 | 45 | 300
TOTAL SECTION 1200 LE CARRIED TO SUMMARY | [6 empty] | - | - | - | - | - | - | - | - | - | - | - | - | -

## 1200LF
SECTION 1200 LF
PAYMENT | [6 empty] | JVZ CONSTRUCTION | EXEO KHOKELA | ERGOFLEX 520 cc JV CROSSROOTS | GUS Botes Civils CC | AR PROJECTS & DEVELOPMENTS | FOUR STONES CIVIL CC | TRIPLE C MAINTENANCE & SERVICE | WF CONSTRUCTION | KAYALIHLE TRADING | PREMIER ATTRACTION 219 ICON CIVILS | NANGA TRADING CC | EZAMAZIZI TRADING ENTERPRISE | SHC Civils and Maintenance
REFERS | ITEM |  |  | DESCRIPTION | UNIT | QUAN-
TO | NO |  |  |  |  | TITY
SABS | 155.00 | ERF CONNECTIONS (WATER)
1200 LF
PSLF | 155.01 | Provide erf connections complete:
8.2.1
|  | .01 | On the same side of the street as the water pipe for the following diameters (As per drawing DM1200LF-01):
|  |  | .01 | 15mm Single HDPE PE-100 PN-12.5
erf connections for length:
|  |  |  | .01 0,0m - 6,0m | number | 1 | 865.43 | 1620.35 | 120 | 1921 | 1500 | 850 | 150 | - | 450 | 48 | 38.27 | 350 | -
[14 empty] | - |  |  |  |  | -
|  |  | .02 | 20mm Single HDPE PE-100 PN-12.5 | [9 empty] | - |  |  |  |  | -
|  |  |  | erf connections for length: | [9 empty] | - |  |  |  |  | -
|  |  |  | .01 0,0m - 6,0m | number | 1 | 865.43 | 1889.45 | 120 | 2260 | 2500 | 900 | 165 | - | 450 | 60 | 38.27 | 385 | -
[14 empty] | - |  |  |  |  | -
|  |  | .03 | 25mm HDPE PE-100 PN-12.5 Single erf | [9 empty] | - |  |  |  |  | -
|  |  |  | connections for length: | [9 empty] | - |  |  |  |  | -
|  |  |  | .01 0,0m - 6,0m | number | 1 | 889.01 | 2260.9 | 130 | 2486 | 3000 | 950 | 181.5 | - | 450 | 75 | 56.97 | 423.5 | -
[14 empty] | - |  |  |  |  | -
|  |  | .04 | 32mm HDPE PE-100 PN-12.5 Single erf | [9 empty] | - |  |  |  |  | -
|  |  |  | connections for length: | [9 empty] | - |  |  |  |  | -
|  |  |  | .01 0,0m - 6,0m | number | 1 | 912.05 | 3092.35 | 140 | 2825 | 3500 | 985 | 208.7 | - | 550 | 84 | 88.31 | 465.85 | -
[14 empty] | - |  |  |  |  | -
|  |  | .05 | 40mm HDPE PE-100 PN-12.5 Single erf | [9 empty] | - |  |  |  |  | -
|  |  |  | connections for length: | [9 empty] | - |  |  |  |  | -
|  |  |  | .01 0,0m - 6,0m | number | 1 | 944.69 | 3625.95 | 140 | 3164 | 4750 | 1050 | 302.65 | - | 550 | 105 | 137.92 | 512.44 | -
[14 empty] | - |  |  |  |  | -
|  |  | .06 | 50mm HDPE PE-100 PN-12.5 Single erf | [9 empty] | - |  |  |  |  | -
|  |  |  | connections for length: | [9 empty] | - |  |  |  |  | -
|  |  |  | .01 0,0m - 6,0m | number | 1 | 997.35 | 5078.4 | 150 | 3390 | 5200 | 1100 | 453.97 | - | 650 | 117 | 206.66 | 563.68 | -
[14 empty] | - |  |  |  |  | -
|  |  | .07 | 63mm HDPE PE-100 PN-12.5 Single erf | [9 empty] | - |  |  |  |  | -
|  |  |  | connections for length: | [9 empty] | - |  |  |  |  | -
|  |  |  | .01 0,0m - 6,0m | number | 1 | 1097.11 | 7150.7 | 160 | 3616 | 5350 | 1150 | 703.66 | - | 950 | 126 | 331.69 | 620.05 | -
[14 empty] | - |  |  |  |  | -
|  | .02 | Across the street from the water pipe for a single erf connection for the following diameters (As per drawing DM1200LF-01): | [10 empty] | - |  |  |  |  | -
[14 empty] | - |  |  |  |  | -
[14 empty] | - |  |  |  |  | -
[14 empty] | - |  |  |  |  | -
|  |  | .01 | 25mm HDPE PE-100 PN-12.5 Single erf | [9 empty] | - |  |  |  |  | -
|  |  |  | connections for length: | [9 empty] | - |  |  |  |  | -
|  |  |  | .01 0,0m - 10,0m | number | 1 | 1278.13 | 2932.5 | 150 | 3006 | 4500 | 1200 | 460 | - | 1050 | 680 | 63.78 | 1800 | -
|  |  |  | .02 10,0m - 20,0m | number | 1 | 2168.82 | 4611.5 | 160 | 3571 | 5500 | 2400 | 920 | - | 1050 | 720 | 127.56 | 2430 | -
[14 empty] | - |  |  |  |  | -
|  |  | .02 | 32mm HDPE PE-100 PN-12.5 Single erf | [9 empty] | - |  |  |  |  | -
|  |  |  | connections for length: | [9 empty] | - |  |  |  |  | -
|  |  |  | .01 0,0m - 10,0m | number | 1 | 1316.53 | 3777.75 | 150 | 3164 | 6500 | 1235 | 485 | - | 1050 | 700 | 147.19 | 1890 | -
|  |  |  | .02 10,0m - 20,0m | number | 1 | 2245.61 | 5491.25 | 170 | 3729 | 7000 | 2450 | 970 | - | 1050 | 735 | 294.37 | 2551.5 | -
[14 empty] | - |  |  |  |  | -
|  |  | .03 | 40mm HDPE PE-100 PN-12.5 Single erf | [9 empty] | - |  |  |  |  | -
|  |  |  | connections for length: | [9 empty] | - |  |  |  |  | -
|  |  |  | .01 0,0m - 10,0m | number | 1 | 1370.9 | 4391.85 | 160 | 3277 | 7500 | 1270 | 512.5 | - | 1250 | 740 | 229.8 | 1984.5 | -
|  |  |  | .02 10,0m - 20,0m | number | 1 | 2354.42 | 6220.35 | 180 | 3842 | 8000 | 2500 | 1025 | - | 1350 | 760 | 459.6 | 2679.08 | -
[14 empty] | - |  |  |  |  | -
| 155.01 |  | .04 | 50mm HDPE PE-100 PN-12.5 Single erf | [9 empty] | - |  |  |  |  | -
| (cont.) |  |  | connections for length: | [9 empty] | - |  |  |  |  | -
|  |  |  | .01 0,0m - 10,0m | number | 1 | 1455.61 | 5922.5 | 160 | 3503 | 8500 | 1295 | 556.67 | - | 1250 | 790 | 344.45 | 2083.73 | -
|  |  |  | .02 10,0m - 20,0m | number | 1 | 2519.14 | 7670.5 | 180 | 4068 | 10500 | 2550 | 1113.33 | - | 1350 | 830 | 688.19 | 2813.03 | -
[14 empty] | - |  |  |  |  | -
|  |  | .05 | 63mm HDPE PE-100 PN-12.5 Single erf | [9 empty] | - |  |  |  |  | -
|  |  |  | connections for length: | [9 empty] | - |  |  |  |  | -
|  |  |  | .01 0,0m - 10,0m | number | 1 | 1611.05 | 7946.5 | 160 | 3616 | 11000 | 1320 | 714.42 | - | 1500 | 838 | 532.81 | 2187.91 | -
|  |  |  | .02 10,0m - 20,0m | number | 1 | 2813.78 | 9936 | 200 | 4181 | 11500 | 2600 | 1428.83 | - | 1600 | 850 | 1105.62 | 2953.68 | -
[14 empty] | - |  |  |  |  | -
|  | .03 | Across the street from the water pipe for double erf connection for the following diameters (As per drawing DM1200LF-02): | [10 empty] | - |  |  |  |  | -
[14 empty] | - |  |  |  |  | -
[14 empty] | - |  |  |  |  | -
[14 empty] | - |  |  |  |  | -
|  |  | .01 | 32mm HDPE PE-100 PN-12.5 Double erf | [9 empty] | - |  |  |  |  | -
|  |  |  | connections for length: | [9 empty] | - |  |  |  |  | -
|  |  |  | .01 0,0m - 10,0m | number | 1 | 1355.97 | 5538.4 | 90 | 4181 | 6500 | 2500 | 703.25 | - | 550 | 800 | 147.19 | 2457 | -
|  |  |  | .02 10,0m - 20,0m | number | 1 | 2285.05 | 7251.9 | 110 | 4746 | 7000 | 4950 | 1334 | - | 650 | 825 | 294.37 | 3316.95 | -
[14 empty] | - |  |  |  |  | -
|  |  | .02 | 40mm HDPE PE-100 PN-12.5 Double erf | [9 empty] | - |  |  |  |  | -
|  |  |  | connections for length: | [9 empty] | - |  |  |  |  | -
|  |  |  | .01 0,0m - 10,0m | number | 1 | 1410.37 | 6521.65 | 100 | 4407 | 7500 | 2600 | 743.13 | - | 550 | 847 | 229.8 | 2579.85 | -
|  |  |  | .02 10,0m - 20,0m | number | 1 | 2393.86 | 8350.15 | 120 | 4972 | 8000 | 5150 | 1486.25 | - | 650 | 890 | 459.6 | 3482.8 | -
[14 empty] | - |  |  |  |  | -
|  |  | .03 | 50mm HDPE PE-100 PN-12.5 Double erf | [9 empty] | - |  |  |  |  | -
|  |  |  | connections for length: | [9 empty] | - |  |  |  |  | -
|  |  |  | .01 0,0m - 10,0m | number | 1 | 1499.69 | 9466.8 | 110 | 4520 | 8500 | 2700 | 807.17 | - | 1000 | 900 | 344.48 | 2708.84 | -
|  |  |  | .02 10,0m - 20,0m | number | 1 | 2563.22 | 11214.8 | 120 | 5085 | 10500 | 5350 | 1614.33 | - | 1200 | 940 | 688.9 | 3656.94 | -
[14 empty] | - |  |  |  |  | -
|  |  | .04 | 63mm HDPE PE-100 PN-12.5 Double erf | [9 empty] | - |  |  |  |  | -
|  |  |  | connections for length: | [9 empty] | - |  |  |  |  | -
|  |  |  | .01 0,0m - 10,0m | number | 1 | 1671.37 | 13348.05 | 120 | 4746 | 11000 | 2800 | 1035.91 | - | 1000 | 950 | 552.81 | 2844.28 | -
|  |  |  | .02 10,0m - 20,0m | number | 1 | 2874.1 | 15912.55 | 130 | 5311 | 11500 | 5550 | 2071.8 | - | 1200 | 978 | 1105.67 | 3839.78 | -
[14 empty] | - |  |  |  |  | -
|  | .04 | Supply, lay, bed and connect HDPE | [10 empty] | - |  |  |  |  | -
|  |  | PE-100 PN-12.5 water pipe between | [10 empty] | - |  |  |  |  | -
|  |  | water meter and closest water point | [10 empty] | - |  |  |  |  | -
|  |  | inside erf boundary: | [10 empty] | - |  |  |  |  | -
|  |  | (Contractor to make use of appropriate | [10 empty] | - |  |  |  |  | -
|  |  | compression and DZR brass fittings. | [10 empty] | - |  |  |  |  | -
|  |  | Pipe length 25m) | [10 empty] | - |  |  |  |  | -
|  |  | .01 | 15mm dia | number | 1 | 162.71 | 5577.5 | 60 | 2200 | 472 | 7500 | 150 | - | 450 | 715 | 190.84 | 65 | -
|  |  | .02 | 20mm dia | number | 1 | 162.71 | 5692.5 | 70 | 2200 | 473 | 7600 | 165 | - | 550 | 740 | 190.84 | 71.5 | -
|  |  | .03 | 25mm dia | number | 1 | 200.07 | 5865 | 90 | 2200 | 478 | 7700 | 181.5 | - | 600 | 763 | 190.84 | 78.65 | -
|  |  | .04 | 32mm dia | number | 1 | 296.65 | 6210 | 100 | 2200 | 484 | 7850 | 208.7 | - | 600 | 778 | 303.75 | 86.52 | -
[14 empty] | - |  |  |  |  | -
|  | .05 | Temporary water supply (Supply and installation, on surface temporary water supply piping complete with all fitings and subsequent removal on completion) | [10 empty] | - |  |  |  |  | -
[5 empty] | number | 1 | 296.65 | 11500 | 7000 | 35000 | 5500 | 1800 | 1500 | - | 1050 | 2650 | 5000 | 2500 | -
[14 empty] | - |  |  |  |  | -
[14 empty] | - |  |  |  |  | -
[14 empty] | - |  |  |  |  | -
[14 empty] | - |  |  |  |  | -
[14 empty] | - |  |  |  |  | -
[14 empty] | - |  |  |  |  | -
[14 empty] | - |  |  |  |  | -
8.2.3 | 155.02 | Extra over item 155.01 for specials: | [11 empty] | - |  |  |  |  | -
[14 empty] | - |  |  |  |  | -
|  | .01 | Supply only Magnum Saddles or similar | [10 empty] | - |  |  |  |  | -
|  |  | approved with brass insert for the following | [10 empty] | - |  |  |  |  | -
|  |  | pipe diameters: | [10 empty] | - |  |  |  |  | -
|  |  | .01 | 63mm dia | number | 1 | 169.22 | 143.75 | 90 | 190 | 4500 | 165 | 100 | - | 450 | 189 | 972.19 | 350 | -
|  |  | .02 | 75mm dia | number | 1 | 175.37 | 166.75 | 110 | 196 | 6250 | 185 | 150 | - | 450 | 195.8 | 972.19 | 35 | -
|  |  | .03 | 90mm dia | number | 1 | 199.46 | 189.75 | 130 | 224 | 8000 | 200 | 200 | - | 450 | 223.3 | 1070.2 | 423.5 | -
|  |  | .04 | 110mm dia | number | 1 | 226.44 | 224.25 | 140 | 253 | 9750 | 220 | 250 | - | 450 | 253 | 1168.24 | 465.85 | -
|  |  | .05 | 160mm dia | number | 1 | 296.96 | 325.45 | 160 | 418 | 11500 | 245 | 300 | - | 450 | 501.6 | 1560.36 | 512.44 | -
[14 empty] | - |  |  |  |  | -
|  | .02 | Supply, install and bedding of Magnum | [10 empty] | - |  |  |  |  | -
|  |  | Saddles or similar approved with brass insert | [10 empty] | - |  |  |  |  | -
|  |  | for the following pipe diameters: | [10 empty] | - |  |  |  |  | -
[14 empty] | - |  |  |  |  | -
|  |  | .01 | Average depth between 0m - 1,0m | [9 empty] | - |  |  |  |  | -
|  |  |  | .01 63mm dia | number | 1 | 271.59 | 235.75 | 90 | 267 | 4500 | 415 | 145 | - | 650 | 150 | 200 | 525 | -
|  |  |  | .02 75mm dia | number | 1 | 277.74 | 258.75 | 110 | 273 | 6250 | 435 | 217.5 | - | 650 | 176 | 200 | 577.5 | -
|  |  |  | .03 90mm dia | number | 1 | 301.83 | 281.75 | 130 | 307 | 8000 | 450 | 290 | - | 650 | 184 | 200 | 635.25 | -
|  |  |  | .04 110mm dia | number | 1 | 328.81 | 316.25 | 140 | 343 | 9750 | 470 | 362.5 | - | 650 | 189 | 200 | 698.78 | -
|  |  |  | .05 160mm dia | number | 1 | 399.33 | 417.45 | 160 | 559 | 11500 | 495 | 435 | - | 650 | 197 | 200 | 768.65 | -
[14 empty] | - |  |  |  |  | -
|  | .03 | Supply only Stainless Steel Grade 316 Saddles for the following pipe diameters: (Saddle to have S/S 316 BSP Socket welded on with 10mm dia non-toxic rubber seal in recess. Saddle to be fitted with S/S 316 nuts & bolts treated with nickel anti-seize compound) | [10 empty] | - |  |  |  |  | -
[14 empty] | - |  |  |  |  | -
[14 empty] | - |  |  |  |  | -
[14 empty] | - |  |  |  |  | -
[14 empty] | - |  |  |  |  | -
[14 empty] | - |  |  |  |  | -
[14 empty] | - |  |  |  |  | -
|  |  | .01 | 200mm dia x 250mm wide for two half | [9 empty] | - |  |  |  |  | -
|  |  |  | sections with o-ring sealing arrangement | [9 empty] | - |  |  |  |  | -
|  |  |  | bolted with 6no. S/S316 bolts & nuts | number | 1 | 2958 | 3202.75 | 1200 |  | 32800 | 565 | 400 | - | 6500 | 788 | 3569 | 3500 | -
|  |  | .02 | 250mm dia x 300mm wide for two half | [9 empty] | - |  |  |  |  | -
|  |  |  | sections with o-ring sealing arrangement | [9 empty] | - |  |  |  |  | -
|  |  |  | bolted with 6no. S/S316 bolts & nuts | number | 1 | 3828 | 4003.15 | 1200 |  | 41800 | 955 | 500 | - | 8500 | 895 | 4698 | 4550 | -
|  |  | .03 | 315mm dia x 300mm wide for two half | [9 empty] | - |  |  |  |  | -
|  |  |  | sections with o-ring sealing arrangement | [9 empty] | - |  |  |  |  | -
|  |  |  | bolted with 6no. S/S316 bolts & nuts | number | 1 | 4268.8 | 4603.45 | 1200 |  | 41800 | 1244 | 625 | - | 12500 | 975 | 6528 | 5915 | -
[14 empty] | - |  |  |  |  | -
|  | .04 | Supply, install and bedding of Stainless | [10 empty] | - |  |  |  |  | -
|  |  | Steel Grade 316 Saddles for the following | [10 empty] | - |  |  |  |  | -
|  |  | pipe diameters: | [10 empty] | - |  |  |  |  | -
|  |  | (Saddle to have S/S 316 BSP Socket | [10 empty] | - |  |  |  |  | -
|  |  | welded on with 10mm dia non-toxic rubber | [10 empty] | - |  |  |  |  | -
|  |  | seal in recess. Saddle to be fitted with | [10 empty] | - |  |  |  |  | -
|  |  | S/S316 nuts & bolts) | [10 empty] | - |  |  |  |  | -
[14 empty] | - |  |  |  |  | -
|  |  | .01 | Average depth between 0m - 1,0m | [9 empty] | - |  |  |  |  | -
[14 empty] | - |  |  |  |  | -
|  |  |  | .01 200mm dia x 250mm wide for two half | [9 empty] | - |  |  |  |  | -
|  |  |  | sections with o-ring sealing arrangement | [9 empty] | - |  |  |  |  | -
|  |  |  | bolted with 6no. S/S316 bolts & nuts | number | 1 | 3142.15 | 3547.75 | 1200 |  | 35800 | 788 | 580 | - | 6500 | 790 | 250 | 4550 | -
[14 empty] | - |  |  |  |  | -
|  |  |  | .02 250mm dia x 300mm wide for two half | [9 empty] | - |  |  |  |  | -
|  |  |  | sections with o-ring sealing arrangement | [9 empty] | - |  |  |  |  | -
|  |  |  | bolted with 6no. S/S316 bolts & nuts | number | 1 | 4012.18 | 4348.15 | 1200 |  | 44800 | 855 | 725 | - | 8500 | 900 | 250 | 5915 | -
8.2.3 | 155.02 | [12 empty] | - |  |  |  |  | -
| (cont.) |  |  | .03 315mm dia x 300mm wide for two half | [9 empty] | - |  |  |  |  | -
|  |  |  | sections with o-ring sealing arrangement | [9 empty] | - |  |  |  |  | -
|  |  |  | bolted with 6no. S/S316 bolts & nuts | number | 1 | 4452.99 | 4948.45 | 1200 |  | 44800 | 976 | 906.25 | - | 12500 | 998 | 250 | 7869.5 | -
[14 empty] | - |  |  |  |  | -
|  |  | .02 | Average depth between 1,0m - 2,0m | [9 empty] | - |  |  |  |  | -
[14 empty] | - |  |  |  |  | -
|  |  |  | .01 200mm dia x 250mm wide for two half | [9 empty] | - |  |  |  |  | -
|  |  |  | sections with o-ring sealing arrangement | [9 empty] | - |  |  |  |  | -
|  |  |  | bolted with 6no. S/S316 bolts & nuts | number | 1 | 3142.15 | 3777.75 | 1400 |  | 35800 | 1150 | 700 | - | 6500 | 550 | 250 | 5687.5 | -
[14 empty] | - |  |  |  |  | -
|  |  |  | .02 250mm dia x 300mm wide for two half | [9 empty] | - |  |  |  |  | -
|  |  |  | sections with o-ring sealing arrangement | [9 empty] | - |  |  |  |  | -
|  |  |  | bolted with 6no. S/S316 bolts & nuts | number | 1 | 4012.15 | 4578.15 | 1400 |  | 44800 | 1235 | 845 | - | 8500 | 620 | 250 | 7393.75 | -
[14 empty] | - |  |  |  |  | -
|  |  |  | .03 315mm dia x 300mm wide for two half | [9 empty] | - |  |  |  |  | -
|  |  |  | sections with o-ring sealing arrangement | [9 empty] | - |  |  |  |  | -
|  |  |  | bolted with 6no. S/S316 bolts & nuts | number | 1 | 4452.95 | 5178.45 | 1400 |  | 44800 | 1321 | 1026.25 | - | 12500 | 700 | 250 | 9611.88 | -
[14 empty] | - |  |  |  |  | -
|  | .05 | Supply only Spigot HDPE Electrofusion saddles (PE-100 PN16) for the following pipe sizes: | [10 empty] | - |  |  |  |  | -
[14 empty] | - |  |  |  |  | -
|  |  | .01 | 110mm dia x 32mm dia | number | 1 | 1025.92 | 667 | 40 | 660 | 3450 | 480 | 723.94 | - | 850 | 660 | 965.22 | 650 | -
|  |  | .02 | 110mm dia x 50mm dia | number | 1 | 1025.92 | 644 | 60 | 828 | 3700 | 500 | 692.63 | - | 850 | 827.2 | 923.45 | 715 | -
|  |  | .03 | 110mm dia x 63mm dia | number | 1 | 1603.75 | 644 | 70 | 359 | 3850 | 520 | 692.63 | - | 880 | 358.6 | 923.45 | 786.5 | -
|  |  | .04 | 110mm dia x 90mm dia | number | 1 | 1494.85 | 1173 | 80 | 1206 | 4000 | 535 | 1271.19 | - | 850 | 1205.6 | 1694.92 | 865.15 | -
|  |  | .05 | 125mm dia x 32mm dia | number | 1 | 2078.42 | 662.4 | 90 | 741 | 4200 | 545 | 719.56 | - | 850 | 740.3 | 959.42 | 786.5 | -
|  |  | .06 | 125mm dia x 63mm dia | number | 1 | 1704.41 | 662.4 | 110 | 439 | 4400 | 560 | 719.56 | - | 850 | 440 | 959.29 | 825.83 | -
|  |  | .07 | 125mm dia x 90mm dia | number | 1 | 1825.36 | 1245.45 | 130 | 1472 | 3950 | 580 | 1352.56 | - | 850 | 147.8 | 1803.41 | 908.41 | -
|  |  | .08 | 125mm dia x 110mm dia | number | 1 | 1892.1 | 1322.5 | 150 | 1526 | 5393 | 610 | 1555.44 | - | 850 | 1525.7 | 2169 | 999.25 | -
|  |  | .09 | 160mm dia x 32mm dia | number | 1 | 1245.9 | 945.3 | 170 | 1005 | 6699 | 650 | 1027.13 | - | 1500 | 1004.3 | 1369.32 | 1099.17 | -
|  |  | .10 | 160mm dia x 63mm dia | number | 1 | 2032.27 | 945.3 | 180 | 704 | 6699 | 665 | 1027.13 | - | 1500 | 704 | 1369.32 | 1209.09 | -
|  |  | .11 | 160mm dia x 90mm dia | number | 1 | 2041.53 | 1560.55 | 210 | 1646 | 7789 | 680 | 1696.25 | - | 1500 | 1645.6 | 2269 | 1330 | -
|  |  | .12 | 160mm dia x 110mm dia | number | 1 | 2110.92 | 1897.5 | 230 | 1702 | 7789 | 690 | 1950.69 | - | 1500 | 1701.7 | 3160.52 | 1463 | -
|  |  | .13 | 160mm dia x 125mm dia | number | 1 | 2179.56 | 2760 | 240 | 1758 | 7716 | 700 | 2243.29 | - | 1500 | 1757.8 | 3926 | 1609.3 | -
|  |  | .14 | 180mm dia x 63mm dia | number | 1 | 2100.5 | 1048 | 260 | 759 | 7716 | 740 | 1139.81 | - | 1500 | 1859 | 1519.25 | 1532.67 | -
|  |  | .15 | 180mm dia x 90mm dia | number | 1 | 1538.62 | 1626.1 | 280 | 1717 | 7716 | 750 | 1766.31 | - | 1500 | 759 | 2355 | 1685.93 | -
|  |  | .16 | 180mm dia x 110mm dia | number | 1 | 2199.01 | 2530 | 300 | 1773 | 7716 | 765 | 2031.26 | - | 1500 | 1773.2 | 3150 | 1854.53 | -
[14 empty] | - |  |  |  |  | -
|  |  | .17 | 180mm dia x 125mm dia | number | 1 | 2268.36 | 4082.5 | 320 | 1829 | 13741 | 775 | 2335.95 | - | 1950 | 1829.3 | 4250 | 1947.25 | -
|  |  | .18 | 200mm dia x 63mm dia | number | 1 | 1160.13 | 1555.95 | 340 | 936 | 13741 | 790 | 1690.19 | - | 1950 | 936.1 | 2728 | 2141.98 | -
|  |  | .19 | 225mm dia x 63mm dia | number | 1 | 1242.45 | 1624.95 | 340 | 1002 | 13741 | 1235 | 1766.31 | - | 1950 | 1002.1 | 2857 | 2356.18 | -
|  |  | .20 | 225mm dia x 90mm dia | number | 1 | 2290.84 | 1742.25 | 340 | 1847 | 13741 | 1325 | 1893.75 | - | 1950 | 1846.9 | 3125 | 2591.79 | -
|  |  | .21 | 225mm dia x 110mm dia | number | 1 | 2380.39 | 3047.5 | 340 | 1920 | 13741 | 1355 | 2171.81 | - | 1950 | 1919.5 | 3820 | 2850.97 | -
|  |  | .22 | 225mm dia x 125mm dia | number | 1 | 2460.85 | 4600 | 360 | 1982 | 14601 | 1455 | 2504.48 | - | 1950 | 1984.4 | 4125 | 3136.07 | -
|  |  | .23 | 225mm dia x 160mm dia | number | 1 | 3715.99 | 6842.5 | 360 |  | 14601 | 1465 | 2880.16 | - | 1950 | 2995.3 | 4560 | 3449.68 | -
[14 empty] | - |  |  |  |  | -
|  | .06 | Supply, install and bedding of Spigot HDPE Electrofusion saddles (PE-100 PN16) for the following pipe sizes: | [10 empty] | - |  |  |  |  | -
[14 empty] | - |  |  |  |  | -
|  |  | .01 | 110mm dia x 32mm dia | number | 1 | 1053.17 | 1069.5 | 40 | 954 | 3450 | 780 | 839.77 | - | 850 | 660 | 200 | 650 | -
|  |  | .02 | 110mm dia x 50mm dia | number | 1 | 1053.17 | 1046.5 | 60 | 1189 | 3700 | 800 | 803.45 | - | 850 | 827.2 | 200 | 715 | -
|  |  | .03 | 110mm dia x 63mm dia | number | 1 | 1631.01 | 1046.5 | 70 | 512 | 3850 | 820 | 803.45 | - | 850 | 358.6 | 200 | 786.5 | -
|  |  | .04 | 110mm dia x 90mm dia | number | 1 | 1522.1 | 1575.5 | 80 | 1710 | 4000 | 835 | 1474.58 | - | 850 | 1205.6 | 200 | 865.15 | -
|  |  | .05 | 125mm dia x 32mm dia | number | 1 | 2105.68 | 1122.4 | 90 | 1043 | 4200 | 845 | 834.69 | - | 850 | 740.3 | 220 | 786.5 | -
|  |  | .06 | 125mm dia x 63mm dia | number | 1 | 1731.67 | 1122.4 | 110 | 615 | 4400 | 860 | 834.69 | - | 850 | 440 | 220 | 825.83 | -
8.2.3 | 155.02 |  | .07 | 125mm dia x 90mm dia | number | 1 | 1852.62 | 1705.45 | 130 | 2047 | 3940 | 880 | 1568.97 | - | 850 | 1471.8 | 220 | 908.41 | -
| (cont.) |  | .08 | 125mm dia x 110mm dia | number | 1 | 1919.36 | 1782.5 | 150 | 2108 | 5393 | 910 | 1804.27 | - | 850 | 1525.7 | 220 | 999.25 | -
|  |  | .09 | 160mm dia x 32mm dia | number | 1 | 1273.16 | 1462.8 | 170 | 1379 | 6699 | 950 | 1191.47 | - | 1500 | 1004.3 | 220 | 1099.17 | -
|  |  | .10 | 160mm dia x 63mm dia | number | 1 | 2059.53 | 1462.8 | 190 | 960 | 6699 | 1000 | 1191.47 | - | 1500 | 704 | 250 | 1209.09 | -
|  |  | .11 | 160mm dia x 90mm dia | number | 1 | 2068.79 | 1762.95 | 210 | 2229 | 7789 | 1040 | 1967.65 | - | 1500 | 1645.6 | 250 | 1330 | -
|  |  | .12 | 160mm dia x 110mm dia | number | 1 | 2138.18 | 2415 | 230 | 2290 | 7789 | 1050 | 2262.8 | - | 1500 | 1701.7 | 250 | 1463 | -
|  |  | .13 | 160mm dia x 125mm dia | number | 1 | 2127.76 | 3277 | 240 | 2349 | 7716 | 1065 | 2602.22 | - | 1500 | 1757.8 | 250 | 1609.3 | -
|  |  | .14 | 180mm dia x 63mm dia | number | 1 | 2127.76 | 1623.8 | 260 | 1007 | 7716 | 1075 | 1322.18 | - | 1500 | 759 | 250 | 1635.93 | -
|  |  | .15 | 180mm dia x 90mm dia | number | 1 | 1565.88 | 2201.1 | 280 | 2264 | 7716 | 1090 | 2048.92 | - | 1500 | 1240.8 | 250 | 1854.53 | -
|  |  | .16 | 180mm dia x 110mm dia | number | 1 | 2226.5 | 3105 | 300 | 2321 | 7716 | 1115 | 2356.26 | - | 1500 | 1773.2 | 250 | 1947.25 | -
|  |  | .17 | 180mm dia x 125mm dia | number | 1 | 2295.62 | 4657.5 | 320 | 2378 | 7716 | 1120 | 2709.7 | - | 1950 | 936.1 | 250 | 2141.25 | -
|  |  | .18 | 200mm dia x 63mm dia | number | 1 | 1187.39 | 2188.45 | 340 | 1209 | 13741 | 1135 | 1960.62 | - | 1950 | 1001 | 250 | 2356.18 | -
|  |  | .19 | 225mm dia x 63mm dia | number | 1 | 1269.71 | 2257.45 | 340 | 1285 | 13741 | 1145 | 2048.92 | - | 1950 | 1002.1 | 250 | 2591.79 | -
|  |  | .20 | 225mm dia x 90mm dia | number | 1 | 2318.1 | 2374.75 | 340 | 2351 | 13741 | 1150 | 2196.75 | - | 1950 | 1845.8 | 250 | 2850.97 | -
|  |  | .21 | 225mm dia x 110mm dia | number | 1 | 2407.65 | 3680 | 340 | 2426 | 13741 | 1160 | 2526.26 | - | 1950 | 1919.5 | 250 | 3136.07 | -
|  |  | .22 | 225mm dia x 125mm dia | number | 1 | 2488.11 | 5232.5 | 360 | 2487 | 14601 | 1170 | 2905.2 | - | 1950 | 1984.4 | 250 | 3449.68 | -
|  |  | .23 | 225mm dia x 160mm dia | number | 1 | 3743.25 | 7475 | 360 |  | 14601 | 1180 | 3340.98 | - | - | 2995.3 |  |  | -
[14 empty] | - |  |  |  |  | -
PSLF | 155.03 | Supply and install meters complete: | [11 empty] | - |  |  |  |  | -
8.2.4 | [13 empty] | - |  |  |  |  | -
|  | .01 | Positive displacement volumetric, plastic | [10 empty] | - |  |  |  |  | -
|  |  | classic water meter (Itron/Sensus/ | [10 empty] | - |  |  |  |  | -
|  |  | similar approved by Drakenstein Municipality) | [10 empty] | - |  |  |  |  | -
|  |  | with a plastic meterbox moulded | [10 empty] | - |  |  |  |  | -
|  |  | from a modified polypropylene with base plate. | [10 empty] | - |  |  |  |  | -
|  |  | Meterbox to have reinforced brass inserts | [10 empty] | - |  |  |  |  | -
|  |  | to Drakenstein Municipality specifications. | [10 empty] | - |  |  |  |  | -
|  |  | .01 | DN 15 | number | 1 | 872.03 | 3846.75 | 1500 | - | 10500 | 1655 | 961.79 | - | 2500 | 28000 | 609.53 | 850 | -
|  |  | .02 | DN 20 | number | 1 | 940.3 | 3938.75 | 1500 | - | 11000 | 1765 | 1025.22 | - | 2500 | 34700 | 614.01 | 1020 | -
|  |  | .03 | DN 25 | number | 1 | 2741.72 | 4579.3 | 1500 | - | 15000 | 1985 | 1631.32 | - | 2500 | 38000 | 1313.17 | 1224 | -
[14 empty] | - |  |  |  |  | -
|  | .02 | Pre payment water meters complete (Below | [10 empty] | - |  |  |  |  | -
|  |  | ground box) | [10 empty] | - |  |  |  |  | -
|  |  | .01 | DN 15 | number | 1 | 1064.88 | 3680 | 1500 | - | 15000 | 1755 | 961.79 | - | 2500 | 28000 | 609.53 | 650 | -
|  |  | .02 | DN 20 | number | 1 | 1115.63 | 3795 | 1500 | - | 16000 | 1895 | 1025.22 | - | 2500 | 34700 | 614.04 | 780 | -
|  |  | .03 | DN 25 | number | 1 | 1600.51 | 4255 | 1500 | - | 18000 | 1965 | 1631.32 | - | 2500 | 38000 | 1313.17 | 936 | -
|  |  | .04 | Consumer user interface | number | 1 | 400 | 2702.5 | 1500 | - | 20000 | 2600 | 1810.22 | - | 2500 | 6700 |  | 650 | -
[14 empty] | - |  |  |  |  | -
|  | .03 | Pre payment water meters complete (Above | [10 empty] | - |  |  |  |  | -
|  |  | ground box) | [10 empty] | - |  |  |  |  | -
|  |  | .01 | DN 15 | number | 1 | 890.88 | 3637.45 | 1500 | - | 15000 | 1000 | 961.79 | - | 2500 | 6150 | 609.53 | 850 | -
|  |  | .02 | DN 20 | number | 1 | 941.63 | 3688.05 | 1500 | - | 16000 | 1050 | 1025.22 | - | 2500 | 7200 | 614.01 | 1020 | -
|  |  | .03 | DN 25 | number | 1 | 2741.72 | 4168.75 | 1500 | - | 18000 | 1150 | 1631.32 | - | 2500 | 7950 | 1313.17 | 1224 | -
|  |  | .04 Consumer user interface |  | number | 1 | 400 | 2702.5 | 1500 | - | 20000 | 2950 | 1810.22 | - | 2500 | 4500 |  | 650 | -
[14 empty] | - |  |  |  |  | -
PSLF | 155.04 | Supply and install meters only: | [11 empty] | - |  |  |  |  | -
8.2.4 | [13 empty] | - |  |  |  |  | -
|  | .01 | Positive displacement volumetric, DZR Brass | [10 empty] | - |  |  |  |  | -
|  |  | classic water meter only (Itron/Sensus/ | [10 empty] | - |  |  |  |  | -
|  |  | similar approved by Drakenstein Municipality) | [10 empty] | - |  |  |  |  | -
|  |  | .01 | DN 15 | number | 1 | 872.03 | 3622.5 | 1500 | 1062 | 10500 | 1500 | 938.22 | - | 2500 | 5500 | 609.53 | 772.73 | -
|  |  | .02 | DN 20 | number | 1 | 940.3 | 3685.75 | 1500 | 1337 | 12000 | 1550 | 1023.56 | - | 2500 | 6450 | 614.01 | 927.27 | -
|  |  | .03 | DN 25 | number | 1 | 2741.72 | 5471.7 | 1500 | 3638 | 15000 | 1650 | 3275.33 | - | 2500 | 7220 | 1313.01 | 1112.73 | -
[14 empty] | - |  |  |  |  | -
|  | .02 | Positive displacement volumetric, plastic | [10 empty] | - |  |  |  |  | -
|  |  | classic water meter only (Itron/Sensus/ | [10 empty] | - |  |  |  |  | -
|  |  | similar approved by Drakenstein Municipality) | [10 empty] | - |  |  |  |  | -
| 155.04 |  | .01 | DN 15 | number | 1 | 872.03 | 2185 | 1500 | 619 | 7000 | 950 | 938.22 | - | 2500 | 5200 | 609.53 | 671.93 | -
| (cont.) |  | .02 | DN 20 | number | 1 | 940.3 | 2300 | 1500 | 743 | 7000 | 980 | 1023.56 | - | 2500 | 5880 | 614.01 | 806.32 | -
|  |  | .03 | DN 25 | number | 1 | 2741.72 | 2875 | 1500 |  | 7000 | 1050 | 3275.33 | - | 2500 | 6400 | 1313.17 | 967.59 | -
[14 empty] | - |  |  |  |  | -
PSLF | 155.05 | Removal of existing water meter and replacing | [11 empty] | - |  |  |  |  | -
8.2.4 |  | using water meter supplied by the municipality | [11 empty] | - |  |  |  |  | -
|  | .01 | Including excavation, disconnection, | [10 empty] | - |  |  |  |  | -
|  |  | reconnection and backfilling for meters of size: | [10 empty] | - |  |  |  |  | -
|  |  | .01 | DN 15 | number | 1 | 608.61 | 2415 | 1500 | 300 | 7000 | 925 | 850 | - | 1000 | 1800 | 609.53 | 450 | -
|  |  | .02 | DN 20 | number | 1 | 608.61 | 2415 | 1500 | 320 | 7000 | 955 | 850 | - | 1000 | 2140 | 614.01 | 472.5 | -
|  |  | .03 | DN 25 | number | 1 | 608.61 | 2415 | 1500 | 340 | 7000 | 985 | 850 | - | 1000 | 2500 | 1313.17 | 496.13 | -
[14 empty] | - |  |  |  |  | -
|  | .02 | Removal of existing water meters |  | number | 1 | 250.73 | 575 | 1500 | 300 | 4500 | 655 | 350 | - | 1000 | 1600 | 450 | 250 | -
[14 empty] | - |  |  |  |  | -
PSLF | 155.06 | Inserting of water restrictors (orifice discs) | [11 empty] | - |  |  |  |  | -
8.2.4 |  | .01 | Including excavation, disconnecting the | [10 empty] | - |  |  |  |  | -
|  |  | existing meter, inserting the restrictor, | [10 empty] | - |  |  |  |  | -
|  |  | Re-connecting the meter and backfilling for | [10 empty] | - |  |  |  |  | -
|  |  | meters of size: | [10 empty] | - |  |  |  |  | -
|  |  | .01 | DN 15 | number | 1 | 332.47 | 287.5 | 1500 |  | 8500 | 2875 | 350 | - | 550 | 4300 | 609.53 | 650 | -
|  |  | .02 | DN 20 | number | 1 | 332.47 | 287.5 | 1500 |  | 8500 | 3255 | 400 | - | 550 | 4300 | 614.01 | 747.5 | -
|  |  | .03 | DN 25 | number | 1 | 332.47 | 287.5 | 1500 |  | 8500 | 3875 | 450 | - | 550 | 4300 | 1313.17 | 859.63 | -
[14 empty] | - |  |  |  |  | -
PSLF | 155.07 | Extra over item 155.03 for specials: | [11 empty] | - |  |  |  |  | -
8.2.4 | [13 empty] | - |  |  |  |  | -
|  | Supply of meters complete: | [11 empty] | - |  |  |  |  | -
|  | .01 | Positive displacement volumetric, plastic | [10 empty] | - |  |  |  |  | -
|  |  | classic water meter (Itron/Sensus/ | [10 empty] | - |  |  |  |  | -
|  |  | similar approved by Drakenstein Municipality) | [10 empty] | - |  |  |  |  | -
|  |  | with a plastic meterbox moulded | [10 empty] | - |  |  |  |  | -
|  |  | from a modified polypropylene with base plate. | [10 empty] | - |  |  |  |  | -
|  |  | Meterbox to have reinforced brass inserts | [10 empty] | - |  |  |  |  | -
|  |  | to Drakenstein Municipality specifications. | [10 empty] | - |  |  |  |  | -
|  |  | .01 | DN 15 | number | 1 | 409.42 | 1472 | 1500 | 897 | 10500 | 1455 | 711.79 | - | 3000 | 6000 | 609.53 | 346.94 | -
|  |  | .02 | DN 20 | number | 1 | 491.32 | 1687.05 | 1500 | 1000 | 12000 | 1675 | 775.22 | - | 3500 | 6500 | 614.01 | 416.33 | -
|  |  | .03 | DN 25 | number | 1 | 725 | 2279.3 | 1500 |  | 15000 | 1855 | 1381 | - | 3500 | 7000 | 1313.17 | 499.59 | -
[14 empty] | - |  |  |  |  | -
|  | .02 | Positive displacement volumetric, DZR Brass | [10 empty] | - |  |  |  |  | -
|  |  | classic water meter (Itron/Sensus/ | [10 empty] | - |  |  |  |  | -
|  |  | similar approved by Drakenstein Municipality) | [10 empty] | - |  |  |  |  | -
|  |  | with a plastic meterbox moulded | [10 empty] | - |  |  |  |  | -
|  |  | from a modified polypropylene with base plate. | [10 empty] | - |  |  |  |  | -
|  |  | Meterbox to have reinforced brass inserts | [10 empty] | - |  |  |  |  | -
|  |  | to Drakenstein Municipality specifications. | [10 empty] | - |  |  |  |  | -
|  |  | .01 | DN 15 | number | 1 | 750.58 | 1610 | 1500 | - | 10500 | 1355 | 632.5 | - | 3000 | 6000 | 609.53 | 315.4 | -
|  |  | .02 | DN 20 | number | 1 | 818.84 | 1725 | 1500 | - | 12000 | 2150 | 782 | - | 3500 | 6500 | 614.01 | 378.48 | -
|  |  | .03 | DN 25 | number | 1 | 2620.27 | 3344.2 | 1500 | - | 15000 | 2455 | 2208 | - | 3500 | 7000 | 1313.17 | 454.17 | -
[14 empty] | - |  |  |  |  | -
|  | .03 | Pre payment water meters complete | [10 empty] | - |  |  |  |  | -
|  |  | (Below Ground box incl CUI) | [10 empty] | - |  |  |  |  | -
|  |  | Indicate manufacturer : | [10 empty] | - |  |  |  |  | -
|  |  | .01 | DN 15 | number | 1 | 943.43 | 1345.5 | 1500 | - | 10500 | 1600 | 74.79 | - | 3000 | 6700 | 609.53 | 274.26 | -
|  |  | .02 | DN 20 | number | 1 | 994.18 | 1391.5 | 1500 | - | 12000 | 1650 | 775.22 | - | 3500 | 7600 | 614.01 | 329.11 | -
|  |  | .03 | DN 25 | number | 1 | 1479.06 | 1874.5 | 1500 | - | 15000 | 1800 | 1381 | - | 3500 | 8450 | 1313.17 | 394.93 | -
[14 empty] | - |  |  |  |  | -
|  | .04 | Pre payment water meters complete | [10 empty] | - |  |  |  |  | -
PSLF | 155.07 |  | (Above Ground box incl CUI) | [10 empty] | - |  |  |  |  | -
|  |  | Indicate manufacturer : | [10 empty] | - |  |  |  |  | -
8.2.4 | (cont.) |  | .01 | DN 15 | number | 1 | 769.43 | 1380 | 1500 | - | 10500 | 1350 | 712 | - | 3000 | 6000 | 609.53 | 780 | -
|  |  | .02 | DN 20 | number | 1 | 820.18 | 1495 | 1500 | - | 12000 | 1400 | 780 | - | 3500 | 6500 | 614.01 | 936 | -
|  |  | .03 | DN 25 | number | 1 | 1305.06 | 1955 | 1500 | - | 15000 | 1500 | 1400 | - | 3500 | 7000 | 1313.17 | 1123.2 | -
[14 empty] | - |  |  |  |  | -
|  | Supply of meter only: | [11 empty] | - |  |  |  |  | -
|  | .05 | Positive displacement volumetric, plastic | [10 empty] | - |  |  |  |  | -
|  |  | classic water meter only (Itron/Sensus/ | [10 empty] | - |  |  |  |  | -
|  |  | similar approved by Drakenstein Municipality) | [10 empty] | - |  |  |  |  | -
|  |  | .01 | DN 15 | number | 1 | 409.42 | 414 | 1500 | 432 | 10500 | 780 | 750 | - | 3000 | 4800 | 609.53 | 671.94 | -
|  |  | .02 | DN 20 | number | 1 | 491.32 | 494.5 | 1500 | 518 | 12000 | 850 | 850 | - | 3500 | 5310 | 614.01 | 806.32 | -
|  |  | .03 | DN 25 | number | 1 | 725 | 1725 | 1500 | - | 15000 | 920 | 1450 | - | 3500 | 6000 | 1313.17 | 967.59 | -
[14 empty] | - |  |  |  |  | -
|  | .06 | Positive displacement volumetric, DZR Brass | [10 empty] | - |  |  |  |  | -
|  |  | classic water meter only (Itron/Sensus/ | [10 empty] | - |  |  |  |  | -
|  |  | similar approved by Drakenstein Municipality) | [10 empty] | - |  |  |  |  | -
|  |  | .01 | DN 15 | number | 1 | 409.42 | 747.5 | 1500 | 793 | 10500 | 975 | 1080 | - | 3000 | 6700 | 609.53 | 772.73 | -
|  |  | .02 | DN 20 | number | 1 | 491.32 | 816.5 | 1500 | 862 | 12000 | 1025 | 1350 | - | 3500 | 7400 | 614.01 | 927.27 | -
|  |  | .03 | DN 25 | number | 1 | 725 | 2645 | 1500 | 2795 | 15000 | 1150 | 1850 | - | 3500 | 8050 | 1313.17 | 1112.73 | -
[14 empty] | - |  |  |  |  | -
| 155.08 | Extra Over item 155.01 for the supply only of | [11 empty] | - |  |  |  |  | -
|  | stop taps as per detail drawing DM1200LF/01 | [11 empty] | - |  |  |  |  | -
|  | .01 | 15mm dia |  | number | 1 | 46.4 | 138 | 250 | - | 1500 | 350 | 90 | - | 750 | 370 | 2500 | 145 | -
|  | .02 | 20mm dia |  | number | 1 | 74.31 | 149.5 | 250 | - | 2000 | 380 | 148.5 | - | 750 | 420 | 2500 | 159.5 | -
|  | .03 | 25mm dia |  | number | 1 | 122.64 | 253 | 250 | - | 2500 | 400 | 215.32 | - | 750 | 463 | 2500 | 175.45 | -
|  | .04 | 32mm dia |  | number | 1 | 227.6 | - |  | - |  | 425 | 312.22 | - | - | 480 |  | 193 | -
|  | .05 | 40mm dia |  | number | 1 | 232 | - |  | - |  | 440 | 452.72 | - | - | 492 |  | 212.29 | -
|  | .06 | 50mm dia |  | number | 1 | 454.72 | - |  | - |  | 475 | 656.44 | - | - | 515 |  | 233.52 | -
|  | .07 | 63mm dia |  | number | 1 | 454.72 | - |  | - |  | 500 | 951.84 | - | - | 538 |  | 256.88 | -
[14 empty] | - |  |  |  |  | -
| 155.09 | Installation of Cisterns | [11 empty] | - |  |  |  |  | -
PS-TE 3.1 |  | .01 | Supply and and installation of type 1 cisterns | [10 empty] | - |  |  |  |  | -
|  |  | including all internal fittings and wall mounting |  | each | 1 | 638 | 575 | 2800 | 800 | - | 840 | 850 | - | 3500 | 2780 | - | - | -
|  |  | fixtures | [10 empty] | - |  |  | - | - | -
[14 empty] | - |  |  |  |  | -
PS-TE 3.1 |  | .02 | Supply and and installation of type 2 cisterns | [10 empty] | - |  |  |  |  | -
|  |  | including all internal fittings and wall mounting |  | each | 1 | 754 | 1092.5 | 3300 | 600 | - | 540 | 950 | - | 3500 | 870 | - | - | -
|  |  | fixtures | [10 empty] | - |  |  |  |  | -
[14 empty] | - |  |  |  |  | -
PS-TE 3.1 |  | .03 | Supply and and installation of type 3 cisterns | [10 empty] | - |  |  |  |  | -
|  |  | including all internal fittings and wall mounting |  | each | 1 | 672.8 | 747.5 | 3500 | 600 | - | 645 | 1050 | - | 3500 | 3300 |  |  | -
|  |  | fixtures | [10 empty] | - |  |  |  |  | -
[14 empty] | - |  |  |  |  | -
PS-TE 3.2 |  | .04 | Installation only incl. wall mounting of complete |  | each | 1 | 464 | 230 | 4100 | 225 | - | 815 | 350 | - | 1200 | 1200 |  |  | -
|  |  | units | [10 empty] | - |  |  |  |  | -
PS-TE 3.3 | 155.10 | Extra over item 155.09 for the supply only of | [11 empty] | - |  |  |  |  | -
|  | complete cistern unit including wall mounting | [11 empty] | - |  |  |  |  | -
|  | fittings (flush pipe included) | [11 empty] | - |  |  |  |  | -
|  | .01 | Type 1 cistern |  | each | 1 | 290 | - | 2800 | - | - | 350 | 4500 | - | 1250 | 2000 |  |  | -
|  | .02 | Type 2 cistern |  | each | 1 | 406 | - | 3300 | - | - | 375 | 5000 | - | 1250 | 2400 |  |  | -
|  | .03 | Type 3 cistern |  | each | 1 | 324.8 | - | 3500 | - | - | 415 | 5500 | - | 1250 | 2990 |  |  | -
[14 empty] | - |  |  |  |  | -
| 155.11 | Leakage repairs |  |  | each | 1 | 16 | 1380 | 50000 | - | - | 600 | 2500 | - | - | 1120 |  |  | -
[14 empty] | - |  |  |  |  | -
[14 empty] | - |  |  |  |  | -
TOTAL SECTION 1200 LF CARRIED TO SUMMARY | [6 empty] | - | - | - | - | - | - | - | - | - | - | - | - | -

## 1200ME
SECTION 1200 ME
PAYMENT | [5 empty] | JVZ CONSTRUCTION | EXEO KHOKELA | ERGOFLEX 520 cc JV CROSSROOTS | GUS Botes Civils CC | AR PROJECTS & DEVELOPMENTS | FOUR STONES CIVIL CC | TRIPLE C MAINTENANCE & SERVICE | WF CONSTRUCTION | KAYALIHLE TRADING | PREMIER ATTRACTION 219 ICON CIVILS | NANGA TRADING CC | EZAMAZIZI TRADING ENTERPRISE | SHC Civils and Maintenance
REFERS | ITEM |  |  | UNIT | QUAN-
TO | NO |  |  |  | TITY
SABS | 160 | SUBBASE
1200 ME
8.3.3 | 160.01 | Construct the subbase course with
material from commercial sources
.01 Stabilised C4 material, compacted to 97% modified AASHTO density
|  |  |  | m³ | 1 | 569.52 | 552 | 250 | 764 | 450 | 585 | 670 | 650 | 525 | 647 | 550 | 489 | 595
.02 G5 material compacted to 97% modified AASHTO density
|  |  |  | m³ | 1 | 569.52 | 443.9 | 250 | 535 | 300 | 465 | 420 | 425 | 425 | 548 | 550 | 296.36 | 450
8.3.8 | 160.02 | Stabilizing agent
|  | .01 | Road lime | t | 1 | 2008.03 | 1897.5 | 1200 | 1704 | 15 | 960 | 1506.25 | 1850 | 2850 | 1155 | 1800 | 2700 | 1850
|  | .02 | Portland cement | t | 1 | 2442.26 | 1897.5 | 1400 | 2278 | 35 | 1500 | 2400 | 2000 | 1950 | - | 2250 | 2700 | 1850
PSME | 160.03 | Treatment of subbase with:
8.3.11 |  | .01 | Weed killer | m² | 1 | 5.8 | 9.2 | 40 | 12 | 750 | 120 | 19 | 10 | 6.5 | 15 | 35.5 | 65 | 5.5
|  | .02 | Insecticide | m² | 1 | 5.8 | 9.2 | 60 | 18 | 750 | 135 | 25 | 10 | 6.5 | 16 | 65.2 | 65 | 5.5
TOTAL SECTION 1200 ME CARRIED TO SUMMARY | [5 empty] | - | - | - | - | - | - | - | - | - | - | - | - | -

## 1200MF
SECTION 1200 MF
PAYMENT | [6 empty] | JVZ CONSTRUCTION | EXEO KHOKELA | ERGOFLEX 520 cc JV CROSSROOTS | GUS Botes Civils CC | AR PROJECTS & DEVELOPMENTS | FOUR STONES CIVIL CC | TRIPLE C MAINTENANCE & SERVICE | WF CONSTRUCTION | KAYALIHLE TRADING | PREMIER ATTRACTION 219 ICON CIVILS | NANGA TRADING CC | EZAMAZIZI TRADING ENTERPRISE | SHC civils and Maintenance
REFERS | ITEM |  |  |  | UNIT | QUAN-
TO | NO |  |  |  |  | TITY
SABS | 161 | BASE
1200 MF | 161.01 | Construct base course with material
from commercial sources:
|  | .01 | Gravel material
|  |  | .01 | G2 gravel material
compacted to 98% modified
|  |  |  | AASHTO density | m³ | 1 | 816.51 | 852.15 | 350 | 885 | 300 | 685 | 553 | 800 | 650 | 782 | 880 | 400.09 | 825
|  |  | .02 | G4 gravel material
compacted to 98% modified
|  |  |  | AASHTO density | m³ | 1 | 717.36 | 817.65 | 250 | 777 | 450 | 585 | 519 | 725 | 525 | 683 | 650 | 370.45 | 595
TOTAL SECTION 1200 MF CARRIED TO SUMMARY | [6 empty] | - | - | - | - | - | - | - | - | - | - | - | - | -

## 1200MH
SECTION 1200 MH
PAYMENT | [6 empty] | JVZ CONSTRUCTION | EXEO KHOKELA | ERGOFLEX 520 cc JV CROSSROOTS | GUS Botes Civils CC | AR PROJECTS & DEVELOPMENTS | FOUR STONES CIVIL CC | TRIPLE C MAINTENANCE & SERVICE | WF CONSTRUCTION | KAYALIHLE TRADING | PREMIER ATTRACTION 219 ICON CIVILS | NANGA TRADING CC | EZAMAZIZI TRADING ENTERPRISE | SHC Civils and Maintenance
REFERS | ITEM |  |  | DESCRIPTION | UNIT | QUAN-
TO | NO |  |  |  |  | TITY
SABS | 162 | ASPHALT BASE AND SURFACING
1200 MH | 162.01 | Prime coat:
8.5.1
|  | .02 | MC-30 cutback bitumen |  | m² | 1 | 13.92 | 16.1 | 60 | 16 | 450 | 18 | 20 | 15 | 18.5 | 12 | 15 | 7 | 18.5
|  | .03 | Colprime E |  | m² | 1 | 8.38 | 13.8 | 80 | 12 | 550 | 16 | 20 | 15 | 18 | 13.5 | 25 | 7 | 18.5
8.5.3 | 162.02 | Tack coat:
|  | .01 | 30% stable-grade emulsion |  | m² | 1 | 6.05 | 9.2 | 80 | 8 | 250 | 10 | 12 | 25 | 18 | 11.5 | 11.5 | 7 | 22.5
|  | .02 | 60% stable-grade anionic emulsion |  | m² | 1 | 7.15 | 11.5 | 90 | 11 | 300 | 12 | 16 | 25 | 20 | 13 | 18 | 7 | 22.5
|  | .03 | 65% stable-grade cationic emulsion |  | m² | 1 | 8.25 | 12.65 | 120 | 12 | 350 | 15 | 18 | 25 | 25 | 14 | 30 | 7 | 22.5
8.5.4 | 162.03 | Asphalt surfacing:
|  | .01 | 25 mm thick continuously graded (sidewalk mix): |  | m² | 1 | 133.25 | 95.45 | 250 | 116 | 450 | 185 | 148 | 150 | 110 | 298 | 138 | 130 | 112
|  | .02 | 30 mm thick continuously graded: |  | m² | 1 | 156.03 | 111.55 | 220 | 130 | 500 | 195 | 178 | 155 | 55 | 310 | 138 | 125 | 118
|  | .03 | 40 mm thick continuously graded: |  | m² | 1 | 210.13 | 146.05 | 250 | 172 | 650 | 215 | 182 | 155 | 185 | 322 | 138 | 137.5 | 155
|  | .04 | 50 mm thick continuously graded: |  | m² | 1 | 263.35 | 179.4 | 270 | 215 | 650 | 225 | 195 | 155 | 225 | 340 | 138 | 151.25 | 190
8.5.4 | 162.04 | Asphalt surfacing (with asphalt paver):
|  | .03 | 40 mm thick continuously graded: |  | m² | 1 | 169.69 | 136.85 | 250 | 172 | 650 | 260 | 132 | 165 | 155 | 220 | 138 | 144.38 | 155
|  | .04 | 50 mm thick continuously graded: |  | m² | 1 | 210.71 | 171.35 | 270 | 215 | 650 | 285 | 166.02 | 165 | 195 | 245 | 138 | 158.87 | 190
PSMH | 162.05 | Asphalt saw cutting |  |  | m | 1 | 18.99 | 51.75 | 150 | 20 | 45 | 30 | 30 | 15 | 45 | 67 | 35 | 90 | 35
8.5.14
PSMH 8.5.15 | 162.06 | Supply an application of Viaseal (2x100mm thick strip layer) |  |  | m | 1 | 8.8 | 5.75 | 250 | 10 | 175 | 65 | 8 | 20 | 50 | 34 | 250 | 90 | 30
PSMH | 162.07 | Reinstatement of asphalt surfacing |  |  | m² | 1 |  |  | 150 | - | 250 | - | - | 25 | 200 | - | 138 | 145 | 175
8.5.16 |  | as per detail drawing DM1200MH-01
|  | .01 | In roadway |  | m² | 1 | 305.5 | 402.5 | 180 | 365 | 250 | 265 | 409 | 150 | 200 | 170 | 138 | 145 | 155
|  | .02 | On sidewalk |  | m² | 1 | 275 | 345 | 220 | 210 | 350 | 255 | 332 | 175 | 200 | 170 | 138 | 145 | 112
TOTAL SECTION 1200 MH CARRIED TO SUMMARY | [6 empty] | - | - | - | - | - | - | - | - | - | - | - | - | -

## 1200MJ
SECTION 1200 MJ
PAYMENT | [6 empty] | JVZ CONSTRUCTION | EXEO KHOKELA | ERSOFLEX 520 cc JV CROSSROOTS | GUS Botes Civils CC | AR PROJECTS & DEVELOPMENTS | FOUR STONES CIVIL CC | TRIPLE C MAINTENANCE & SERVICE | WF CONSTRUCTION | KAYALIHLE TRADING | PREMIER ATTRACTION 219 ICON CIVILS | NANGA TRADING CC | EZAMAZIZI TRADING ENTERPRISE | SHC Civils and Maintenance
REFERS | ITEM |  |  | DESCRIPTION | UNIT | QUAN-
TO | NO |  |  |  |  | TITY
SABS | 163 | SEGMENTED PAVING
1200 MJ
PSMJ | 163.01 | Construction of paving complete including screeded 20mm sand layer:
8.2.2
|  | .01 | 40mm Interlocking concrete paver, 35mPa
|  |  | .01 | Cement (Grey) type colour pavers | m² | 1 | 155.87 | 287.5 | 180 | 365 | 250 | 285 | 212.74 | 245 | 185 | 278 | 450 | 145 | 190
|  |  | .02 | Corostone Red | m² | 1 | 166.31 | 310.5 | 220 | 380 | 280 | 315 | 317 | 245 | 200 | 289 | 350 | 152.25 | 195
|  | .02 | 40mm Interlocking concrete paver, 35mPa
laid as header course edging
|  |  | .01 | Cement (Grey) type colour pavers | m | 1 | 46.21 | 172.5 | 180 | 185 | 250 | 195 | 53.18 | 14.5 | 65 | 170 | 450 | 145 | 105
|  |  | .02 | Corostone Red | m | 1 | 47.88 | 172.5 | 220 | 185 | 280 | 195 | 66.25 | 14.5 | 75 | 180 | 350 | 152.25 | 110
|  | .03 | 80mm Interlocking concrete paver, 35mPa
|  |  | .01 | Cement (Grey) type colour pavers | m² | 1 | 197.76 | 322 | 250 | 400 | 275 | 345 | 276.5 | 300 | 215 | 265 | 490 | 174 | 215
|  |  | .02 | Corostone Red | m² | 1 | 219.53 | 368 | 260 | 420 | 290 | 365 | 344.5 | 300 | 235 | 273 | 390 | 182.7 | 255
|  | .04 | 80mm Interlocking concrete paver, 35mPa
laid as header course edging
|  |  | .01 | Cement type colour pavers | m | 1 | 52.91 | 172.5 | 250 | 185 | 275 | 225 | 304.13 | 300 | 75 | 167 | 490 | 174 | 15
|  |  | .02 | Corostone Red | m | 1 | 56.4 | 172.5 | 260 | 185 | 290 | 225 | 378.95 | 300 | 85 | 178 | 390 | 182.7 | 135
|  | .05 | Charcoal Concrete cobbles, 35Mpa
|  |  | .01 | 100x100x50mm | m² | 1 | 233.24 | 460 | 450 | 450 | 636 | 405 | 245 | 350 | 425 | 315 | 300 | 182.7 | 350
|  |  | .02 | 100x100x75mm | m² | 1 | 255.45 | 552 | 480 | 500 | 795 | 420 | 269.5 | 350 | 475 | 337 | 480 | 191.84 | 375
|  | .06 | Charcoal Concrete cobbles, 35Mpa
laid as header course edging
|  |  | .01 | 100x100x50mm | m | 1 | 61.8 | 218.5 | 450 | 185 | 310 | 265 | 59.29 | 300 | 75 | 205 | 500 | 182.7 | 350
|  |  | .02 | 100x100x75mm | m | 1 | 65.26 | 218.5 | 480 | 185 | 370 | 265 | 65.21 | 300 | 95 | 218 | 480 | 191.84 | 375
PSMJ | 163.02 | Cutting blocks to fit edge restraints:
8.2.3
|  | .01 | Straight cutting |  | m | 1 | 17.4 | 23 | 150 | 80 | 310 | 28 | 35 | 25 | 30 | 50 | 35 | 75 | 25
|  | .02 | Circular cutting |  | m | 1 | 20.88 | 28.75 | 170 | 80 | 370 | 35 | 42.5 | 35 | 35 | 63 | 65 | 75 | 28.5
TOTAL SECTION 1200 MH CARRIED TO SUMMARY | [6 empty] | - | - | - | - | - | - | - | - | - | - | - | - | -

## 1200MK
SECTION 1200 MK
PAYMENT | [6 empty] | JVZ CONSTRUCTION | EXEO KHOKELA | ERGOFLEX 520 cc JV CROSSROOTS | GUS Botes Civils CC | AR PROJECTS & DEVELOPMENTS | FOUR STONES CIVIL CC | TRIPLE C MAINTENANCE & SERVICE | WF CONSTRUCTION | KAYALIHLE TRADING | PREMIER ATTRACTION 219 ICON CIVILS | NANGA TRADING CC | EZAMAZIZI TRADING ENTERPRISE | SHC Civils and Maintenance
REFERS | ITEM |  |  | DESCRIPTION | UNIT | QUAN-
TO | NO |  |  |  |  | TITY
SABS | 164 | KERBING AND CHANNELLING
1200 MK
PSMK | 164.01 | Cast-in-situ kerbing:
8.2.1
|  | .01 | 25MPa Concrete
|  |  | .01 | Radius up to 4 m | m | 1 | 273.15 | 287.5 | 160 | 1926 | 400 | 365 | 238.13 | 200 | 385 | 265 | 350 | 125 | 135
|  |  | .02 | Radius over 4 m up to 20 m | m | 1 | 273.15 | 287.5 | 180 | 1926 | 450 | 355 | 238.13 | 200 | 345 | 285 | 350 | 108.7 | 135
|  |  | .03 | Radius over 20 m and straight | m | 1 | 258.6 | 287.5 | 220 |  | 600 | 345 | 145 | 200 | 285 | 285 | 350 | 94.52 | 160
|  |  |  | sections | [5 empty] | 1926
PSMK | 164.02 | Precast concrete kerbing:
8.2.1
|  | .01 | Barrier kerb BK1
|  |  | .01 | Radius up to 10 m | m | 1 | 192.25 | 203.55 | 180 | 243 | 260 | 175 | 238.13 | 1959 | 245 | 200 | 260 | 255 | 175
|  |  | .02 | Radius over 10 m and straight
|  |  |  | sections | m | 1 | 160.99 | 156.4 | 220 | 178 | 350 | 168 | 145 | 195 | 200 | 225 | 260 | 242.86 | 135
|  | .02 | Barrier BK2
|  |  | .01 | Radius up to 10 m | m | 1 | 203.28 | 215.05 | 240 | 274 | 150 | 205 | 271.33 | 210 | 245 | 120 | 260 | 255 | 185
|  |  | .02 | Radius over 10 m and straight
|  |  |  | sections | m | 1 | 166.7 | 166.75 | 26 | 199 | 245 | 188 | 145 | 210 | 200 | 125 | 260 | 242.86 | 145
|  | .03 | Channel C1
|  |  | .01 | Radius up to 10 m | m | 1 | 185.81 | 193.2 | 450 | 258 | 175 | 205 | 854.7 | 185 | 205 | 215 | 250 | 255 | 225
|  |  | .02 | Radius over 10 m and straight
|  |  |  | sections | m | 1 | 152.24 | 147.2 | 550 | 191 | 250 | 188 | 159 | 185 | 180 | 240 | 290 | 242.86 | 195
|  | .04 | Edgings E1
|  |  | .01 | Radius up to 10 m | m | 1 | 100.94 | 131.1 | 350 | 135 | 260 | 135 | 122.2 | 90 | 205 | 158 | 190 | 255 | 90
|  |  | .02 | Radius over 10 m and straight
|  |  |  | sections | m | 1 | 100.94 | 90.85 | 400 | 100 | 350 | 115 | 94 | 90 | 185 | 150 | 200 | 242.86 | 85
|  | .07 | Precast Mountable kerb (MK10):
|  |  | .01 | Radius up to 10 m | m | 1 | 197.31 | 187.45 | 350 | 249 | 240 | 185 | 122.2 | 165 | 385 | 130 | 260 | 267.75 | 210
|  |  | .02 | Radius over 10 m and straight
|  |  |  | sections | m | 1 | 153.68 | 135.7 | 400 | 196 | 350 | 178 | 94 | 165 | 325 | 122 | 260 | 255 | 195
|  | .08 | Combination kerb (CK5):
|  |  | .01 | Radius up to 10 m | m | 1 | 282.74 | 244.95 | 280 | 315 | 400 | 255 | 218 | 215 | 425 | 153 | 360 | 281.14 | 265
|  |  | .02 | Radius over 10 m and straight
|  |  |  | sections | m | 1 | 243 | 189.75 | 350 | 224 | 550 | 245 | 143 | 215 | 350 | 144 | 360 | 267.75 | 225
|  | .09 | Kerb Inlet |  | number | 1 | 428.5 | 376.05 | 300 | 298 | 400 | 485 | 355 | 285 | 10500 | 360 | 450 | 1500 | 400
8.2.2 | 164.03 | Transition sections between mountable kerb/channel and grid/side inlets
|  | .01 | 0m - 1m |  | m | 1 | 588.97 | 353.05 | - | 252 | 535 | 425 | 266 | 200 | 750 | 165 | 360 | 267.75 | 225
|  | .02 | 1m - 2m |  | m | 1 | 1101.04 | - | - | 252 | 650 | 580 | 279.3 | 200 | - | 180 | 250 | 334.69 | -
8.2.2 | 164.04 | Concrete kerbing and channelling
combined (precast kerbing and
channelling):
|  | .01 | Mountable kerb (type MK1) and Precast Channel (Type C1)
|  |  | .01 | Radius up to 10 m | m | 1 | 377.43 | 381.8 | 220 | 508 | 350 | 395 | 616.7 | 285 | 385 | 480 | 360 | 344.25 | 375
|  |  | .03 | Radius over 10 m and straight | m | 1 | 304.59 | 284.05 | 250 | 370 | 350 | 385 | 322 | 245 | 350 | 445 | 460 | 318.75 | 345
sections
|  | .02 | Barrier kerb and channel combined (BK1 + C1)
|  |  | .01 | Radius up to 10 m | m | 1 | 370.96 | 380.65 | 220 | 461 | 260 | 385 | 466.83 | 315 | 385 | 372 | 360 | 318.75 | 350
|  |  | .03 | Radius over 10 m and straight | m | 1 | 314.83 | 287.5 | 250 | 333 | 350 | 385 | 278 | 275 | 350 | 360 | 460 | 303.57 | 325
sections
|  | .03 | Barrier kerb and channel combined (BK2 + C1)
|  |  | .01 | Radius up to 10 m | m | 1 | 381.99 | 393.3 | 220 | 521 | 200 | 415 | 500 | 325 | 385 | 400 | 360 | 318.75 | 385
|  |  | .03 | Radius over 10 m and straight | m | 1 | 320.54 | 299 | 250 | 380 | 310 | 395 | 297 | 295 | 350 | 387 | 460 | 303.57 | 345
sections
8.2.6 | 164.05 | Inlet, outlet, transition and similar
structures:
|  | .01 | Transition sections between mountable kerb/channel and grid inlets |  | number | 1 | 1516.96 | 287.5 | 350 | 252 | 535 | 450 | 266 | 200 | 1500 | 520 | 190 | 1500 | 450
|  | .02 | Transition sections between mountable kerb/channel sections and side inlet catchpits |  | number | 1 | 588.97 | 287.5 | 350 | 252 | 535 | 450 | 266 | 200 | 1500 | 520 | 190 | 1500 | 450
|  | .03 | Transition sections between mountable kerb/channel sections and mountable kerb sections |  | number | 1 | 2115.76 | 287.5 | 350 | 252 | 535 | 450 | 266 | 200 | 1500 | 520 | 150 | 1500 | 450
8.2.8 | 164.06 | Cast-in-situ concrete lining to open
drains:
|  | .01 | Grade 25 concrete, 100 mm thick |  | m³ | 1 | 2115.76 | 3450 | 1800 | 1980 | 1690 | 2500 | 2165.34 | 1650 | 1850 | 130 | 3500 | 1861 | 1850
8.2.9 | 164.07 | Formwork to cast-in-situ concrete lining
of open drains (smooth surface finish):
|  | .01 | To sides with formwork on the internal |  | m² | 1 | 460.77 | 517.5 | 250 | 680 | 475 | 285 | 100 | 275 | 275 | 140 | 45.5 | 250 | 25
face only
|  | .02 | To sides with formwork on both internal |  | m² | 1 | 460.77 | 517.5 | 250 | 680
|  |  | and external faces (each face | [7 empty] | 475 | 285 | 100 | 275 | 350 | 140 | 51.6 | 350 | 30
measured)
|  | .03 | To ends of slabs |  | m² | 1 | 460.77 | 517.5 | 250 | 680 | 475 | 285 | 100 | 275 | 275 | 140 | 45.3 | 210 | 35
PSMK | 164.09 | Kerb markings (According to detail drawing)
8.2.15
|  |  | .01 | Valve WV Blue | number | 1 | 81.3 | 57.5 | 90 | 52 | 450 | 255 | 150 | 105 | 275 | 35 | 1010 | 130 | 65
|  |  | .02 | Hydrant WH Orange | number | 1 | 81.3 | 57.5 | 90 | 52 | 450 | 355 | 130 | 105 | 275 | 35 | 1010 | 130 | 65
|  |  | .03 | Electricity E Red | number | 1 | 81.3 | 57.5 | 90 | 52 | 450 | 285 | 130 | 105 | 275 | 35 | 1010 | 130 | 65
|  |  | .04 | Telkom T Green | number | 1 | 81.3 | 57.5 | 90 | 52 | 450 | 285 | 150 | 105 | 275 | 35 | - | 130 | 65
PSMK | 164.1 | Tree rings (Neat Contech or similar approved)
8.2.16
|  |  | .01 | 550mm diameter | number | 1 | 504.6 | 575 | 150 | 102 | 1500 | 1250 | 877.5 | 1000 | 1550 | 170 | 10982 | 750 | 650
|  |  | .02 | 700mm diameter | number | 1 | 591.6 | 862.5 | 250 | 150 | 2500 | 1650 | 1166.1 | 1250 | 2250 | 184 | 14780 | 937.5 | 850
TOTAL SECTION 1200 MH CARRIED TO SUMMARY | [6 empty] | - | - | - | - | - | - | - | - | - | - | - | - | -

## 1200MM
SECTION 1200 MM
PAYMENT | [6 empty] | JVZ CONSTRUCTION | EXEO KHOKELA | ERGOFLEX 520 cc JV CROSSROOTS | GUS Botes Civils CC | AR PROJECTS & DEVELOPMENTS | FOUR STONES CIVIL CC | TRIPLE C MAINTENANCE & SERVICE | WF CONSTRUCTION | KAYALIHLE TRADING | PREMIER ATTRACTION 219 ICON CIVILS | NANGA TRADING CC | EZAMAZIZI TRADING ENTERPRISE | SHC Civils and Maintenance
REFERS | ITEM |  |  | DESCRIPTION | UNIT | QUAN-
TO | NO |  |  |  |  | TITY
| 165.20 | ANCILLARY ROADWORKS
PERMANENT ROAD SIGNS
8.3.1 | 165.21 | Sign faces with painted/galvanized background, with painted symbols, characters, legends and borders in engineering grade retro-reflective material with signboards constructed from:
|  | .01 | Aluminium sheet (2,0 mm thick), of
area:
|  |  | .01 | Up to 2 m² | m² | 1 | 1412.43 | 1345.5 | 90 | 1219 | 4025 | 565 | 1240 | 900 | 785 | 1287 | 980 | 165 | 625
|  |  | .02 | Exceeding 2 m² up to 10 m² | m² | 1 | 992.51 | 929.2 | 120 | 1439 | 15500 | 950 | 878 | 900 | 1285 | 888.8 | 1500 | 155 | 700
|  |  | .03 | Exceeding 10 m² up to 15 m² | m² | 1 | 948.43 | 885.5 | 150 | 2363 | 19500 | 2000 | 840 | 900 | 2250 | 847 | 2550 | 145 | 775
8.3.3 | 165.22 | Sign supports:
|  | .01 | Steel
|  |  | .01 | 100mm diameter | m | 1 | 444.99 | 386.4 | 750 | 422 | 550 | 255 | 406 | 325 | 375 | 370 | 250 | 150 | 450
|  | .02 | Timber (creosoted poles) diameter:
|  |  | .01 | 125mm | m | 1 | 207.19 | 150.65 | 750 | 198 | 150 | 165 | 201 | 215 | 215 | 144.1 | 110 | 75 | 150
|  |  | .02 | 150mm | m | 1 | 257.07 | 200.1 | 750 | 27 | 200 | 185 | 244 | 250 | 255 | 191.4 | 150 | 93.75 | 175
|  |  | .03 | 175mm | m | 1 | 391.63 | 333.5 | 750 | 290 | 250 | 195 | 360 | 315 | 325 | 319 | 180 | 117.19 | 200
8.3.4 | 165.23 | Excavation and backfilling and
concreting for sign supports:
|  | .01 | Cement stabilized backfilling (as specified in |  | m³ | 1 | 546.07 | 322 | 1600 | 347 | 1550 | 850 | 165 | 250 | 385 | 100 | 450 | 90 | 250
PSDB 3.5(c))
8.3.6 | 165.24 | Statutory signs, street names and the like, supplied and erected complete:
|  | .01 | R1 - Stop |  | number | 1 | 802.48 | 879.75 | 750 | 359 | 1250 | 900 | 685 | 750 | 1550 | 738 | 650 | 450 | 850
|  | .02 | R2 - Yield |  | number | 1 | 815.24 | 892.4 | 850 | 350 | 1400 | 910 | 696 | 750 | 1550 | 751.2 | 650 | 450 | 850
|  | .03 | R9 - Do not enter |  | number | 1 | 746.8 | 824.55 | 850 | 350 | 1250 | 1250 | 637 | 750 | 1550 | 680.4 | 650 | 450 | 850
|  | .04 | R12 - Road Closed |  | number | 1 | 785.08 | 860.2 | 850 | 350 | 1250 | 1250 | 668 | 750 | 1550 | 717.6 | 650 | 550 | 850
|  | .05 | R15L&R No Left /Right turn |  | number | 1 | 785.08 | 860.2 | 850 | 359 | 1500 | 1250 | 668 | 750 | 1550 | 718 | 650 | 550 | 850
|  | .06 | R19 - No U Turn |  | number | 1 | 785.08 | 860.2 | 950 | 359 | 1500 | 1250 | 668 | 750 | 1550 | 718 | 650 | 450 | 850
|  | .07 | P8, 10 - 12, 14 No Stopping |  | number | 1 | 785.08 | 860.2 | 950 | 359 | 1650 | 1250 | 668 | 750 | 1550 | 718 | 650 | 450 | 850
8.4 | 165.25 | ROAD MARKINGS
8.4.1 | 165.26 | Proprietary brand road marking material applied at nominal rate of 0,42 litre/m²:
|  | .01 | White lines (broken or unbroken):
|  |  | .01 | 100 mm wide | km | 1 | 4400 | 7820 | 3500 | 7480 | 9 | 9500 | 8000 | 7500 | 15000 | 4400 | 10000 | 1870 | 3500
|  |  | .02 | 150 mm wide | km | 1 | 6600 | 8797.5 | 4500 | 8415 | 9 | 14500 | 9250 | 11000 | 22500 | 6600 | 11000 | 2244 | 5250
|  |  | .03 | 200 mm wide | km | 1 | 8800 | 11730 | 5500 | 11220 | 12 | 18000 | 10500 | 14500 | 30000 | 8800 | 12000 | 2692.8 | 7000
|  |  | .04 | 300 mm wide | km | 1 | 13200 | 17595 | 6000 | 16830 | 14 | 28500 | 15000 | 17500 | 45000 | 13200 | 13000 | 3231.36 | 10500
8.4.1 | 165.26 | .02 | Yellow lines (broken or unbroken):
| (cont.) |  | .01 | 100 mm wide | km | 1 | 4400 | 7820 | 3500 | 7480 | 10 | 9500 | 8000 | 7500 | 15000 | 4400 | 10000 | 1870 | 3500
|  |  | .02 | 150 mm wide | km | 1 | 6600 | 8797.5 | 4500 | 8415 | 12 | 14500 | 9250 | 11000 | 22500 | 6600 | 11000 | 2244 | 5250
|  |  | .03 | 200 mm wide | km | 1 | 8800 | 11730 | 5500 | 11220 | 12 | 18000 | 10500 | 14500 | 30000 | 8800 | 12000 | 2692.8 | 7000
|  |  | .04 | 300 mm wide | km | 1 | 13200 | 17595 | 6000 | 16830 | 14 | 28500 | 15000 | 17500 | 45000 | 13200 | 13000 | 3231.36 | 10500
|  | .03 | Red lines (broken or unbroken):
|  |  | .01 | 100 mm wide | km | 1 | 4950 | 8165 | 3500 | 7810 | 10 | 12500 | 8000 | 8500 | 17500 | 6050 | 10000 | 1870 | 4000
|  |  | .02 | 150 mm wide | km | 1 | 7425 | 9187.35 | 4500 | 8787 | 10 | 16500 | 9250 | 11500 | 25000 | 8250 | 11000 | 2244 | 6000
|  |  | .03 | 200 mm wide | km | 1 | 9900 | 12247.5 | 5500 | 11715 | 13 | 34500 | 10500 | 16500 | 38500 | 11550 | 12000 | 2692.8 | 8000
|  |  | .04 | 300 mm wide | km | 1 | 14850 | 18371.25 | 6000 | 17573 | 15 | 42500 | 15000 | 21000 | 65000 | 17050 | 13000 | 3231.36 | 12000
|  | .04 | White characters and symbols |  | m² | 1 | 60.5 | 78.2 | 350 | 75 | 80 | 175 | 85 | 75 | 250 | 60.5 | 980 | 165 | 65
|  | .05 | Yellow characters and symbols |  | m² | 1 | 60.5 | 78.2 | 350 | 75 | 90 | 185 | 85 | 75 | 250 | 60.5 | 980 | 165 | 65
|  | .06 | Traffic island markings (any colour) |  | m² | 1 | 66 | 78.2 | 450 | 75 | 90 | 215 | 85 | 75 | 275 | 67 | 980 | 190 | 65
8.4.1 | 165.27 | Non-reflectorized paint applied at
nominal rate of 0,42 litre/m²:
|  | .01 | White lines (broken or unbroken):
|  |  | .01 | 100 mm wide | km | 1 | 3850 | 6670 | 3500 | 6380 | 10 | 9500 | 8000 | 7000 | 15000 | 4400 | 7500 | 1350 | 3500
|  |  | .02 | 150 mm wide | km | 1 | 5775 | 7503.75 | 4500 | 7178 | 10 | 14500 | 9250 | 10500 | 22500 | 6600 | 7500 | 1620 | 5250
|  |  | .03 | 200 mm wide | km | 1 | 7700 | 10005 | 5500 | 9570 | 13 | 18000 | 10500 | 13500 | 30000 | 8800 | 8000 | 1944 | 7000
|  |  | .04 | 300 mm wide | km | 1 | 11550 | 15007.5 | 6000 | 14355 | 15 | 28500 | 15000 | 20500 | 45000 | 13200 | 8000 | 2332.8 | 10500
8.4.1 | 165.27 | .02 | Yellow lines (broken or unbroken):
| (cont.) |  | .01 | 100 mm wide | km | 1 | 4400 | 6670 | 3500 | 6380 | 12 | 9500 | 8000 | 7000 | 15000 | 4400 | 7500 | 1350 | 3500
|  |  | .02 | 150 mm wide | km | 1 | 6600 | 7503.75 | 4500 | 7178 | 12 | 14500 | 9250 | 10500 | 22500 | 6600 | 7500 | 1620 | 5250
|  |  | .03 | 200 mm wide | km | 1 | 8800 | 10005 | 5500 | 9570 | 14 | 18000 | 10500 | 13500 | 30000 | 8800 | 8000 | 1944 | 7000
|  |  | .04 | 300 mm wide | km | 1 | 13200 | 15007.5 | 6000 | 14355 | 18 | 28500 | 15000 | 20500 | 45000 | 13200 | 8000 | 2332.8 | 10500
|  | .03 | Red lines (broken or unbroken):
|  |  | .01 | 100 mm wide | km | 1 | 4400 | 7015 | 3500 | 6710 | 12 | 12500 | 8000 | 7500 | 17500 | 6050 | 7500 | 1350 | 4000
|  |  | .02 | 150 mm wide | km | 1 | 6600 | 7892.45 | 4500 | 7549 | 12 | 16500 | 9250 | 11500 | 25000 | 8250 | 7500 | 1620 | 6000
|  |  | .03 | 200 mm wide | km | 1 | 8800 | 10522.5 | 5500 | 10065 | 14 | 34500 | 10500 | 1500 | 38500 | 11550 | 8000 | 1944 | 8000
|  |  | .04 | 300 mm wide | km | 1 | 13200 | 15783.75 | 6000 | 15088 | 18 | 42500 | 1500 | 19500 | 65000 | 17050 | 8000 | 2332.8 | 12000
|  | .03 | White characters and symbols |  | m² | 1 | 57.2 | 66.7 | 350 | 64 | 100 | 175 | 85 | 75 | 250 | 60.5 | 680 | 165 | 65
|  | .04 | Yellow characters and symbols |  | m² | 1 | 57.2 | 66.7 | 350 | 64 | 120 | 185 | 85 | 75 | 250 | 60.5 | 680 | 165 | 65
|  | .05 | Traffic island markings (any colour) |  | m² | 1 | 63.8 | 66.7 | 450 | 64 | 120 | 215 | 85 | 75 | 275 | 67 | 680 | 190 | 65
8.4.4 | 165.28 | Setting out and premarking:
|  | .01 | Lines (excluding traffic island markings,
|  |  | characters and symbols) |  | km | 1 | 1100 | 1725 | 1500 | 1650 | 25 | 4500 | 3500 | 1500 | 5000 | 1100 | 15000 | 1750 | 1200
PSMM 8.9 | 165.29 | Speed Bumps (According to drawing DM1200MM-01) |  |  | number | 1 | 1650 | 920 | 7500 | 126 | 1200 | 15500 | 10730.88 | 10000 | 20000 | 2500 | 9800 | 10500 | 6500
PSMM | 165.30 | Raised Pedestrian Crossing (According to drawing DM1200MM-02)
8.8.8 |  |  |  |  | number | 1 | 3146 | 2472.5 | 4500 | 843 | 1750 | 23000 | 13413.6 | 18500 | 20000 | 2500 | 9800 | 10500 | 6500
TOTAL SECTION 1200 MM CARRIED TO SUMMARY | [6 empty] | - | - | - | - | - | - | - | - | - | - | - | - | -

## PART TA
PARTICULAR SPECIFICATION TA
PAYMENT | [6 empty] | JVZ CONSTRUCTION | EXEO KHOKELA | ERGOFLEX 520 cc JV CROSSROOTS | GUS Botes Civils CC | AR PROJECTS & DEVELOPMENTS | FOUR STONES CIVIL CC | TRIPLE C MAINTENANCE & SERVICE | WF CONSTRUCTION | KAYALIHLE TRADING | PREMIER ATTRACTION 219 ICON CIVILS | NANGA TRADING CC | EZAMAZIZI TRADING ENTERPRISE | SHC Civils and Maintenance
REFERS | ITEM |  |  | DESCRIPTION | UNIT | QUAN-
TO | NO |  |  |  |  | TITY
[10 empty] | No offer on Schedule |  |  |  | No offer on Schedule
PS-TA 12 | 170 | FENCING
PS-TA 12.01 | 170.01 | Erection only of new mesh fencing features materials:
|  | .01 | Barbed Wire |  | m | 1 | 16.5 | 4.8 | 150 | - | - | 165 | 14 | - | 150 | 115 | - | - | 250
|  | .02 | Smooth Wire (5 Strains) |  | m | 1 | 9.35 | 13.48 | 170 | - | - | 285 | 35 | - | 50 | 103 | - | - | 275
|  | .03 | Barbed tape conertinas |  | m | 1 | 374 | 57.5 | 90 | - | - | 145 | 80 | - | 50 | 115 | - | - | 300
|  | .04 | Diamond mesh |  | m² | 1 | 116.6 | 17.42 | 150 | - | - | 265 | 24 | - | 100 | 82 | - | - | 210
|  | .05 | Standards |  | number | 1 | 116.6 | 143.75 | 450 | - | - | 350 | 40 | - | 385 | 160 | - | - | 750
|  | .06 | Droppers (35mm minimum diameter timber droppers) |  | number | 1 | 44 | 86.25 | 450 | - | - | 65 | 40 | - | 5 | 98 | - | -
[10 empty] | - | - |  |  | - |  |  | - | -
[10 empty] | - | - |  |  | - |  |  | - | -
[10 empty] | - | - |  |  | - |  |  | - | -
PS-TA 12.02 | 170.02 | Intallation of New gates (According to drawing DM1200TA-01): | [7 empty] | - | - |  |  | - |  |  | - | -
|  | a) Single leaf manually operated 1.2m wide pedestrian gate |  |  | number | 1 | 8635 | 5031.25 | 3500 | - | 12000 | 4750 | 2588 | - | 3750 | 1800 | - | - | 4500
|  | b) Double leaf manually operated 3.5m wide vehicle entrance gate |  |  | number | 1 | 14300 | 7833.8 | 7000 | - | 19000 | 12500 | 4039 | - | 6250 | 4250 | - | - | 9000
[10 empty] | - |  |  |  | - |  |  |  | -
PS-TA 12.04 | 170.03 | Installation only New wire mesh fence (According to drawing DM1200TA-01) | [7 empty] | - |  |  |  | - |  |  |  | -
[5 empty] | m | 1 | 264 | 663.55 | 1200 | - | 4025 | 585 | 108 | - | 325 | 1400 | - | - | 375
[10 empty] | - |  |  |  | - |  |  |  | -
PS-TA 12.09 | 170.04 | Extra over item 170.01, 170.04 and 170.05 for Supply only of new mesh fencing material: | [7 empty] | - | - |  |  | - |  |  | - | -
[10 empty] | - | - |  |  | - |  |  | - | -
|  | .01 | Barbed Wire |  | m | 1 | 2.04 | 17.25 | 50 | - | - | 165 | 3.98 | - | 150 | 125 | - | - | 250
|  | .02 | Smooth Wire (5 Strains) |  | m | 1 | 2.48 | 8.05 | 50 | - | - | 285 | 19.9 | - | 50 | - | - | - | 275
|  | .03 | Barbed tape concertinas |  | m | 1 | 38.5 | 20.7 | 50 | - | - | 145 | 2.5 | - | 50 | - | - | - | 300
|  | .04 | Diamond mesh |  | m² | 1 | 60.5 | 51.75 | 70 | - | - | 265 | 92.7 | - | 100 | - | - | - | 210
|  | .05 | Standards |  | number | 1 | 275 | 542.8 | 70 | - | - | 350 | 122.5 | - | 385 | - | - | - | 4.5
|  | .06 | Droppers (35mm minimum diameter timber droppers) |  | number | 1 | 22 | 28.75 | 90 | - | - | 65 | 42.55 | - | 5 | - | - | - | 4.5
[10 empty] | - | - |  |  | - |  |  | - | - | 450
|  | .07 | Straining post |  | number | 1 | 412.5 | 865.95 | 100 | - | - | 600 | 326.25 | - | 175 | - | - | - | 450
|  | .08 | corner posts |  | number | 1 | 412.5 | 865.95 | 150 | - | - | 900 | 530.7 | - | 250 | - | - | - | 450
|  | .09 | anchor pins |  | number | 1 | 82.5 | 21.85 | 150 | - | - | 48 | 326.25 | - | 100 | - | - | - | 450
|  | .10 | steel posts |  | number | 1 | 797.5 | 14.95 | 150 | - | - | 87 | 680.05 | - | 250 | - | - | - | 450
|  | .11 | 101.6mm OD steel pipe |  | number | 1 | 1375 | 865.95 | 60 | - | - | 93 | 544.5 | - | 360 | - | - | - | 450
|  | .12 | 60.33mm OD steel pipe |  | number | 1 | 1045 | 542.8 | 60 | - | - | 97 | 389.4 | - | 360 | - | - | - | 450
|  | .13 | 42.86mm dia OD steel pipe |  | number | 1 | 715 | 269.1 | 60 | - | - | 85 | 265.1 | - | 250 | - | - | - | 450
|  | .14 | 48.42mm dia OD steel pipe |  | number | 1 | 770 | 230 | 60 | - | - | 84 | 265.1 | - | 250 | - | - | - | 450
|  | .15 | 34.13mm dia OD steel pipe |  | number | 1 | 577.5 | 230 | 60 | - | - | 81 | 204.6 | - | 250 | - | - | - | 450
|  | .16 | Steel Mesh |  | m² | 1 | 66 | 51.75 | 50 | - | - | 610 | 15 | - | 350 | - | - | - | 375
|  | .17 | Galvanized security wire |  | m | 1 | 1.58 | 2.3 | 50 | - | - | 950 | 95 | - | 5 | - | - | - | 375
|  | .18 | Binding wire |  | m | 1 | 1.38 | 1.15 | 70 | - | - | 700 | 1.5 | - | 3 | - | - | - | 375
|  | .19 | Straining wire |  | m | 1 | 3.03 | 3.45 | 70 | - | - | 640 | 1.5 | - | 5 | - | - | - | 375
|  | .20 | Hinges |  | number | 1 | 275 | 72.45 | 110 | - | - | 240 | 70 | - | 150 | - | - | - | 250
[10 empty] | - | - |  |  | - |  |  | - | -
PS-TA 12.05 | 170.05 | Extra over for installation only of new Galvanized Security Wiring (According to drawing DM1200TA-01): | [7 empty] | No offer on Schedule |  |  |  | No offer on Schedule |  |  |  | -
[5 empty] | m | 1 | 16.5 | 3.14 | 250 |  | 4025 | 325 | 120 |  | - | 120 |  | - | 375
-
PS-TA 12.06 | 170.06 | Extra over for erection of special posts | [7 empty] | - |  |  |  | - |  |  |  | -
[10 empty] | - |  |  |  | - |  |  |  | -
|  | .01 | Steel | [6 empty] | - |  |  |  | - |  |  |  | -
|  |  | a) Straining posts |  | number | 1 | 3822.5 | 4451.65 | 450 | - | 250 | 350 | 40 | - | 250 | 40 | - | - | 450
|  |  | b) Corner posts |  | number | 1 | 3822.5 | 3579.95 | 450 | - | 250 | 375 | 40 | - | 450 | 40 | - | - | 450
[10 empty] | - |  |  |  | - |  |  |  | -
|  | .02 | Wood | [6 empty] | - |  |  |  | - |  |  |  | -
|  |  | a) Straining posts |  | number | 1 | 2227.5 | 3090.05 | 350 | - | 250 | 250 | 40 | - | 150 | 40 | - | - | 175
|  |  | b) Corner posts |  | number | 1 | 2227.5 | 3090.05 | 350 | - | 350 | 275 | 40 | - | 350 | 40 | - | - | 175
[10 empty] | - |  |  |  | - |  |  |  | -
PS-TA 12.07 | 170.07 | Installation of New Security Gates (According to drawing DM1200PA-02): | [7 empty] | - |  |  |  | - |  |  |  | -
|  | a) Single leaf manually operated 1.2m wide pedestrian gate |  |  | number | 1 | 17765 | 10781.25 | 4500 | - | 12000 | 4750 | 2588 | - | 3250 | 2850 | - | - | 4500
|  | b) Double leaf manually operated 3.5m wide vehicle entrance gate |  |  | number | 1 | 30415 | 16100 | 5500 | - | 19000 | 12500 | 4039 | - | 6750 | 5600 | - | - | 9000
[10 empty] | - |  |  |  | - |  |  |  | -
PS-TA 12.08 | 170.08 | Construction of New Security fence (According to drawing DM1200PA-02) |  |  | m | 1 | 1760 | 2240.2 | 780 | - | 4025 | 625 | 135 | - | 1850 | 1050 | - | - | 1450
[10 empty] | - |  |  |  | - |  |  |  | -
PS-TA 12.09 | 170.09 | Extra over item 170.07 & 170.08 for supply only | [7 empty] | - |  |  |  | - |  |  |  | -
|  | of fencing materials | [7 empty] | - |  |  |  | - |  |  |  | -
|  | .01 | Vertical Posts |  | number | 1 | 1028.5 | 1767.55 | 150 | - |  | 70 | 827.2 | - | 250 | - |  | - | 450
|  | .02 | Mesh Panels |  | m² | 1 | 2365 | 649.75 | 60 | - |  | 70 | 307.76 | - | 200 | - |  | - | 375
|  | .03 | Post caps |  | number | 1 | 22 | 17.25 | 150 | - |  | 70 | 15 | - | 100 | - |  | - | 450
|  | .04 | Fixing clamps |  | number | 1 | 22 | 10.35 | 40 | - |  | 70 | 20 | - | 35 | - |  | - | 450
|  | .05 | M8 nuts |  | number | 1 | 5.5 | 6.9 | 9 | - |  | 70 | 42 | - | 1 | - |  | - | 450
|  | .06 | M8 flat washers |  | number | 1 | 1.1 | 2.3 | 100 | - |  | 70 | 6 | - | 0.5 | - |  | - | 450
[10 empty] | - |  |  |  | - |  |  |  | -
PS-TB |  | SECTION: VIBRACRTE WALLS | [7 empty] | - |  |  |  | - |  |  |  | -
[10 empty] | - |  |  |  | - |  |  |  | -
PS-TB 2.1 | 170.1 | New Concrete wall |  |  | m | 1 | 533.6 | 448.5 | 900 | - | 450 | 655 | 495.73 | - | 385 | 598 | 2205 | - | 1450
[10 empty] | - |  |  |  | - |  |  |  | -
PS-TB 2.2 | 170.11 | Concrete Wall from re-used material |  |  | m | 1 | 145 | 115 | 700 | - | 450 | 345 | 122.5 | - | 150 | 385 | 1800 | - | 850
[10 empty] | - |  |  |  | - |  |  |  | -
[10 empty] | - |  |  |  | - |  |  |  | -
TOTAL SECTION TA CARRIED TO SUMMARY | [6 empty] | - | - | - | - | - | - | - | - | - | - | - | - | -

## PART TD
PARTICULAR SPECIFICATION TD
PAYMENT | [6 empty] | JVZ CONSTRUCTION | EXEO KHOKELA | ERGOFLEX 520 cc JV CROSSROOTS | GUS Botes Civils CC | AR PROJECTS & DEVELOPMENTS | FOUR STONES CIVIL CC | TRIPLE C MAINTENANCE & SERVICE | WF CONSTRUCTION | KAYALIHLE TRADING | PREMIER ATTRACTION 219 ICON CIVILS | NANGA TRADING CC | EZAMAZIZI TRADING ENTERPRISE | SHC Civils and Maintenance
REFERS | ITEM |  |  | DESCRIPTION | UNIT | QUAN-
TO | NO |  |  |  |  | TITY
[10 empty] | No offer on Schedule |  |  |  | No offer on Schedule |  |  |  |  | No offer on Schedule
PS-TD | TD1 | Gypsum board dry wall partitioning
1.3.1 |  | (Including frame, jointing and final finishes)
|  | .01 | 90mm thick wall |  | m² | 1 |  | 632.5 | 750 | - | 545 | 675 | 247.9 | - | 250 | 62 | 120 | 120 | -
[10 empty] | - |  |  |  | - |  |  |  |  | -
PS-TD | TD2 | Extra over item TD1.01 for: | [7 empty] | - |  |  |  | - |  |  |  |  | -
1.3.2 | [9 empty] | - |  |  |  | - |  |  |  |  | -
|  | .01 | Removal of: | [6 empty] | - |  |  |  | - |  |  |  |  | -
|  |  | .01 | Existing dry wall partitioning | m² | 1 |  | 63.25 | 100 | - | 20 | 245 | 20 | - | 15 | 30 | 65 | 90 | -
|  |  | .02 | Door including frame and fixtures | each | 1 |  | 517.5 | 150 | - | 80 | 575 | 250 | - | 500 | 520 | 60 | 150 | -
|  |  | .03 | Lighting fixtures | each | 1 |  | 172.5 | 150 | - | 60 | 125 | 150 | - | 50 | 240 | 90 | 85 | -
|  |  | .04 | Light switches | each | 1 |  | 120.75 | 100 | - | 60 | 125 | 200 | - | 50 | 140 | 90 | 45 | -
|  |  | .05 | Network connection points | each | 1 |  | 120.75 | 100 | - | 450 | 155 | 250 | - | 50 | 150 | 90 | 85 | -
|  |  | .06 | Blocking off of existing power supply | each | 1 |  | 1725 | 250 | - | 1500 | 1450 | 250 | - | 2500 | 390 | 90 | 350 | -
|  |  | .07 | Electrical output points | each | 1 |  | 253 | 150 | - | 1500 | 655 | 200 | - | 100 | 415 | 90 | 75 | -
|  | 0.2 | Installation only of:
|  |  | .01 | Door frame and fixtures
|  |  |  | (Supplied by the municipality) | each | 1 |  | 3737 | 1500 | - | 350 | 1050 | 600 | - | 750 | 780 | 150 | 350 | -
|  |  | .02 | Lighting fixtures | each | 1 |  | 977.5 | 300 | - | 150 | 500 | 250 | - | 250 | 530 | 250 | 150 | -
|  |  | .03 | Light switches | each | 1 |  | 632.5 | 250 | - | 150 | 450 | 200 | - | 250 | 600 | 350 | 85 | -
|  |  | .04 | Network connection points | each | 1 |  | 632.5 | 400 | - | 650 | 400 | 350 | - | 375 | 480 | 250 | 85 | -
|  |  | .05 | Reconnecting of existing power supply | each | 1 |  | 1725 | 400 | - | 1500 | 2555 | 350 | - | 2500 | 350 | 450 | 650 | -
|  |  | .07 | Electrical output points | each | 1 |  | 747.5 | 350 | - | 1500 | 755 | 250 | - | 250 | 600 | 550 | 85 | -
[10 empty] | - |  |  |  | - |  |  |  |  | -
|  | .03 | Supply only of: | [6 empty] | - |  |  |  | - |  |  |  |  | -
|  |  | .01 | Frame | each | 1 |  | 1610 | 750 | - | 250 | 1955 | 826.43 | - | 750 | 814 | 279 | 750 | -
|  |  | .02 | studs | each | 1 |  | 212.75 | 650 | - | 75 | 260 | 48.774 | - | 125 | 96.8 | 350 | 65 | -
|  |  | .03 | 25mm long sharp screws | each | 1 |  | 1.15 | 270 | - | 75 | 7 | 22.91 | - | 5 | 3 | 25 | 65 | -
TOTAL SECTION TD CARRIED TO SUMMARY | [6 empty] | 0 | - | - | - | - | - | - | - | - | - | - | - | -

## SUMMARY
SUMMARY
AMOUNT (RAND)
SECTION | DESCRIPTION
SECTION A : GENERAL
SECTION C : SITE CLEARANCE
SECTION D : EARTHWORKS
SECTION DB : EARTHWORKS (PIPE TRENCHES)
SECTION DK : GABIONS AND PITCHING
SECTION DM: SUBGRADE
SECTION G : CONCRETE (STRUCTURAL)
SECTION L : MEDIUM-PRESSURE PIPELINES
SECTION LB : BEDDING (PIPES)
SECTION LC : CABLE DUCTS
SECTION LD : SEWERS
SECTION LE : STORMWATER DRAINAGE
SECTION LF : ERF CONNECTIONS (WATER)
SECTION ME : SUBBASE
SECTION MF : BASE
SECTION MH : ASPHALT BASE AND SURFACING
SECTION MJ: SEGMENTED PAVING
SECTION MK : KERBING AND CHANNELLING
SECTION MM : ANCILLARY ROADWORKS
SECTION TA: FENCING
SECTION TD : GYPSUM DRY WALL PARTITIONING
TOTAL CARRIED FORWARD
CALCULATION OF TENDER SUM
1. TOTAL SCHEDULE OF QUANTITIES
2. CONTRACT PRICE ADJUSTMENT
3. CONTINGENCIES ON CIVIL WORK (15%) PER PROJECT
4. TOTAL VALUE ADDED TAX (15%)
TENDER SUM CARRIED TO FORM OF TENDER